## Directory
Data for "Nonresidential Alterations Reach Code Cost-Effectiveness Study"
Prepared by:
436 14th St #1020
Oakland, CA 94612
FFarahmand@trccompanies.com
Prepared for: Amy Discher, Codes and Standards Program Southern California Edison
January 24 2025
Directory
| Result Category | Result Tab | Description
| Definition | Definition | Package and prototype definitions, and any acronyms contained
| Cost-Effectiveness Results | SO | Small office cost-effectiveness analysis results
|  | RE | Medium retail cost-effectiveness analysis results
| Baseline Model Results | Baseline | Energy simulations and utility cost estimates for baseline model
| HVAC Capacities | HVAC Capacities | HVAC tonnage for each prototype and zone

## Definition
Prototype List
Packages | Definition
SO | Small Office
RE | Medium Retail
Acronym List
Acronym | Definition
B/C | Benefit-to-Cost Ratio
CZ | Climate Zone
GHG | Greenhouse Gas
IOU | Investor-Owned Utility
kWh | Kilowatt Hour
NPV | Net Present Value
LSC | Long-term Systemwide Cost
LPD | Lighting Power Density
SHGC | Solar Heat Gain Coefficient
Packages List |  |  | Applicable Prototype(s)
Packages | Definition | Description | SO | RE | Category | Baseline | HVAC Measures | Energy Efficiency Measures
Existing | Existing Mixed Fuel Building | Mixed fuel existing building including a packaged rooftop unit with a gas-fired furnace, prescriptively built at the time of initial construction, assuming equipment turnover rates. | ● | ● | Baseline | - | - | -
MF | Mixed Fuel Code Minimum Efficiency | Mixed fuel prescriptive building per 2025 Title 24 requirements. | ● | ● | Baseline | - | - | -
MF-EFF | Mixed Fuel + Efficiency Measures | MF package, with additional efficiency measures. | ● | ● | Mixed-fuel replacement | MF | DCV (RE only) | Windows, lighting
MF-HRV | Mixed Fuel + Heat Recovery Ventilation (HRV) | MF package, with HRV measure. | ● | ● | Mixed-fuel replacement | MF | HRV | -
MF-DCV | Mixed Fuel + Demand Control Ventilation (DCV) | MF package, with DCV measure. |  | ● | Mixed-fuel replacement | MF | DCV | -
MF-HRVDCV | Mixed Fuel + HRV + DCV | MF package, with HRV and DCV measures. |  | ● | Mixed-fuel replacement | MF | DCV, HRV | -
HP | Heat Pump Code Minimum Efficiency | Mixed fuel prescriptive building per 2025 Title 24 requirements, replacing units up to 20 tons with heat pumps, with federal minimum efficiency standards. | ● | ● | Heat pump replacement | MF | - | -
HP-DCV | Heat Pump + DCV | HP package, with DCV measure. |  | ● | Heat pump replacement | MF | DCV | -
HP-10 | Heat Pump Code Minimum Efficiency (0-10 Tons) | Mixed fuel existing building, replacing the packaged rooftop space cooling and heating equipment with a federal minimum efficiency heat pump for units that are 10-ton and below |  | ● | Heat pump replacement | MF | - | -
COOLROOF | Cool Roof | Existing building with roof replacement, with solar reflectance meeting 2025 Title 24 Part 6 requirements. |  | ● | Individual measure | Existing | - | Cool roof
WINDOWFILM | Window Film | Existing building with reduced SHGC of existing windows. | ● | ● | Individual measure | Existing | - | Window film
LIGHTING | Lighting Retrofit | Existing building with reduced LPD in select areas representing 2025 code-minimum upgrades. | ● | ● | Individual measure | Existing | - | Lighting retrofit
ECONOMIZERFDD | Economizer repair and fault detection and diagnostics (FDD) | Existing building with existing economizers restored to be fully functional, with standalone economizer FDD on existing air handling units greater than 54,000 Btu/hr in cooling capacity with economizers. The baseline assumes faulty economizers. |  | ● | Individual measure | Existing | Economizer FDD | -
Notes:
1. Three vintage of buildings were analyzed:
V1: 1980s, represents buildings built prior to 1990 (code reference year 1982).
V2: 1990s, represents buildings built during the 1990 era (code reference year 1992).
V3. 2000s, represents buildings built during the 2000 era (code reference year 2006).
2. "Baseline" tab has energy smulation results as reportted by CBECC 2025.0.4 (7994) software for the assumed baseline models against which the proposed packages are compared.
3. Rows in gray are not applicable for a number of reasons, including RTU capacity and measure applicability. More information on measure and package applicability can be found in the report.
4. Results are presented for packages in all climate zones and building types where they are applicable. Some individual measures may have negative LSC savings, but all results are provided for reference.

## SO
Package | CZ | IOU territory | Annual Elec Savings (kWh) | Annual Gas Savings (therms) | Annual GHG savings (tons) | Eff LSC Margin | Lifecycle Incremental Package Cost | Lifecycle Energy Cost Savings | Lifecycle $LSC Savings | B/C Ratio (On-bill) | B/C Ratio (LSC) | NPV (On-bill) | NPV (LSC)
so-mf-eff-v1 | cz01 | PG&E | 6098.4116 | -75.0716 | -1.78 | 8.725% | 51938.7951 | 48635.273 | 128100.9926 | 0.9364 | 2.4664 | -3303.522 | 76162.1976
so-mf-eff-v1 | cz02 | PG&E | 7063.9087 | -150.5763 | -1.11 | 7.649% | 66702.8741 | 52461.4174 | 136179.7261 | 0.78649 | 2.0416 | -14241.4567 | 69476.852
so-mf-eff-v1 | cz03 | PG&E | 6625.0297 | -65.4471 | -0.07 | 9.283% | 49364.2073 | 54406.0959 | 26709.9445 | 1.1021 | 0.54108 | 5041.8885 | -22654.2629
so-mf-eff-v1 | cz04 | PG&E | 6306.1695 | -64.804 | -0.08 | 6.664% | 48146.5602 | 51576.4058 | 25399.8944 | 1.0712 | 0.52755 | 3429.8455 | -22746.6658
so-mf-eff-v1 | cz04-2 | CPAU | 0 | 0 | 0 | 0% | 0 | 0 | 0 | 0 | 0 | 0 | 0
so-mf-eff-v1 | cz05 | PG&E | 6667.8267 | -68.5728 | -0.04 | 9.549% | 41455.7664 | 54591.1967 | 27520.954 | 1.3169 | 0.66386 | 13135.4303 | -13934.8124
so-mf-eff-v1 | cz05-2 | SCG | 6667.8267 | -68.5728 | -0.04 | 9.549% | 41455.7664 | 55628.4332 | 27520.954 | 1.3419 | 0.66386 | 14172.6668 | -13934.8124
so-mf-eff-v1 | cz06 | SCE | 1532.0565 | -22.3647 | -0.04 | 2.056% | 8090.3673 | 4918.1731 | 6263.5906 | 0.6079 | 0.7742 | -3172.1941 | -1826.7766
so-mf-eff-v1 | cz07 | SDG&E | 7880.7646 | -23.8251 | 0.34 | 12.22% | 41121.3619 | 57709.1881 | 39568.9024 | 1.4034 | 0.96225 | 16587.8262 | -1552.4595
so-mf-eff-v1 | cz08 | SCE | 1744.21 | -21.4962 | -0.05 | 1.982% | 7248.928 | 5630.9405 | 7414.0797 | 0.7768 | 1.0228 | -1617.9875 | 165.1518
so-mf-eff-v1 | cz09 | SCE | 1957.8749 | -25.0284 | -0.08 | 1.983% | 8162.0108 | 10423.7052 | 7543.3791 | 1.2771 | 0.92421 | 2261.6945 | -618.6317
so-mf-eff-v1 | cz10 | SDG&E | 8132.6299 | -32.5039 | 0.26 | 9.61% | 42165.7637 | 53115.8214 | 37950.7347 | 1.2597 | 0.90004 | 10950.0577 | -4215.029
so-mf-eff-v1 | cz10-2 | SCE | 2071.6693 | -25.331 | -0.06 | 2.091% | 42165.7637 | 11733.3176 | 37950.7347 | 0.27827 | 0.90004 | -30432.4462 | -4215.029
so-mf-eff-v1 | cz11 | PG&E | 6777.2554 | -37.7099 | 0.14 | 7.15% | 41830.1837 | 57517.532 | 30604.881 | 1.375 | 0.73165 | 15687.3483 | -11225.3027
so-mf-eff-v1 | cz12 | PG&E | 6610.4418 | -38.4058 | 0.11 | 7.964% | 42045.4292 | 56048.7875 | 29524.8188 | 1.3331 | 0.70221 | 14003.3582 | -12520.6104
so-mf-eff-v1 | cz12-2 | SMUD | 0 | 0 | 0 | 0% | 0 | 0 | 0 | 0 | 0 | 0 | 0
so-mf-eff-v1 | cz13 | PG&E | 6610.0694 | -29.5129 | 0.18 | 7.072% | 41643.9985 | 56464.7553 | 30187.8219 | 1.3559 | 0.7249 | 14820.7569 | -11456.1766
so-mf-eff-v1 | cz14 | SDG&E | 7264.4164 | -93.3592 | -0.42 | 6.978% | 51189.894 | 45313.5661 | 138005.873 | 0.88521 | 2.696 | -5876.3278 | 86815.9791
so-mf-eff-v1 | cz14-2 | SCE | 0 | 0 | 0 | 0% | 0 | 0 | 0 | 0 | 0 | 0 | 0
so-mf-eff-v1 | cz15 | SCE | 7748.3656 | -24.3522 | 0.33 | 7.261% | 41389.1736 | 36854.9684 | 36451.4125 | 0.89045 | 0.8807 | -4534.2053 | -4937.7611
so-mf-eff-v1 | cz16 | PG&E | 6282.2977 | -67.1714 | -1.21 | 7.034% | 52051.2696 | 50736.5845 | 144940.1697 | 0.97474 | 2.7846 | -1314.6852 | 92888.9
Package | CZ | IOU territory | Annual Elec Savings (kWh) | Annual Gas Savings (therms) | Annual GHG savings (tons) | Eff LSC Margin | Lifecycle Incremental Package Cost | Lifecycle Energy Cost Savings | Lifecycle $LSC Savings | B/C Ratio (On-bill) | B/C Ratio (LSC) | NPV (On-bill) | NPV (LSC)
so-mf-eff-v2 | cz01 | PG&E | 6270.0812 | -66.8447 | -1.28 | 10.18% | 51938.7951 | 50652.7276 | 124087.2107 | 0.97524 | 2.3891 | -1286.0674 | 72148.4156
so-mf-eff-v2 | cz02 | PG&E | 7624.0861 | -91.807 | -0.5 | 9.248% | 69545.5402 | 61274.1343 | 169477.885 | 0.88106 | 2.4369 | -8271.4059 | 99932.3449
so-mf-eff-v2 | cz03 | PG&E | 5915.6619 | 0 | 0.36 | 9.628% | 37960.842 | 52093.404 | 28999.9185 | 1.3723 | 0.76394 | 14132.562 | -8960.9236
so-mf-eff-v2 | cz04 | PG&E | 7056.9614 | 0 | 0.31 | 8.912% | 48146.5602 | 62868.2528 | 33390.5943 | 1.3058 | 0.69352 | 14721.6926 | -14755.966
so-mf-eff-v2 | cz04-2 | CPAU | 0 | 0 | 0 | 0% | 0 | 0 | 0 | 0 | 0 | 0 | 0
so-mf-eff-v2 | cz05 | PG&E | 6756.3598 | 0 | 0.34 | 10.56% | 41455.7664 | 59788.527 | 32052.4836 | 1.4422 | 0.77317 | 18332.7606 | -9403.2828
so-mf-eff-v2 | cz05-2 | SCG | 6756.3598 | 0 | 0.34 | 10.56% | 41455.7664 | 59788.527 | 32052.4836 | 1.4422 | 0.77317 | 18332.7606 | -9403.2828
so-mf-eff-v2 | cz06 | SCE | 1679.9776 | 0 | 0.07 | 2.478% | 8090.3673 | 9477.9494 | 8079.8338 | 1.1715 | 0.9987 | 1387.5821 | -10.5334
so-mf-eff-v2 | cz07 | SDG&E | 7745.6347 | 0 | 0.46 | 11.63% | 41121.3619 | 55048.8616 | 39941.9447 | 1.3387 | 0.97132 | 13927.4998 | -1179.4171
so-mf-eff-v2 | cz08 | SCE | 1840.1297 | -16.0704 | -0.01 | 2.322% | 7248.928 | 6252.6521 | 7685.3333 | 0.86256 | 1.0602 | -996.2759 | 436.4053
so-mf-eff-v2 | cz09 | SCE | 1947.8764 | -19.0743 | -0.03 | 2.397% | 8162.0108 | 11448.6721 | 8124.9511 | 1.4027 | 0.99546 | 3286.6614 | -37.0597
so-mf-eff-v2 | cz10 | SDG&E | 8102.2309 | -25.6715 | 0.32 | 10.87% | 42165.7637 | 57287.8939 | 38478.3861 | 1.3586 | 0.91255 | 15122.1301 | -3687.3776
so-mf-eff-v2 | cz10-2 | SCE | 2007.8513 | -19.2621 | -0.02 | 2.433% | 42165.7637 | 10890.1249 | 38478.3861 | 0.25827 | 0.91255 | -31275.6388 | -3687.3776
so-mf-eff-v2 | cz11 | PG&E | 6886.1432 | 0 | 0.33 | 8.523% | 41830.1837 | 61118.5391 | 33165.5584 | 1.4611 | 0.79286 | 19288.3554 | -8664.6253
so-mf-eff-v2 | cz12 | PG&E | 5964.5582 | 0 | 0.33 | 8.337% | 34161.9245 | 52613.1883 | 29025.2281 | 1.5401 | 0.84964 | 18451.2639 | -5136.6963
so-mf-eff-v2 | cz12-2 | SMUD | 0 | 0 | 0 | 0% | 0 | 0 | 0 | 0 | 0 | 0 | 0
so-mf-eff-v2 | cz13 | PG&E | 7179.3296 | 0 | 0.39 | 8.973% | 41643.9985 | 63699.9266 | 34990.605 | 1.5296 | 0.84023 | 22055.9282 | -6653.3935
so-mf-eff-v2 | cz14 | SDG&E | 7486.0098 | -65.408 | 0.1 | 8.278% | 64048.9035 | 48111.7077 | 152710.7855 | 0.75117 | 2.3843 | -15937.1957 | 88661.882
so-mf-eff-v2 | cz14-2 | SCE | 0 | 0 | 0 | 0% | 0 | 0 | 0 | 0 | 0 | 0 | 0
so-mf-eff-v2 | cz15 | SCE | 1485.9962 | 0 | 0.06 | 1.55% | 8059.0998 | 7435.6009 | 7268.2741 | 0.92263 | 0.90187 | -623.4988 | -790.8257
so-mf-eff-v2 | cz16 | PG&E | 6540.7445 | -54.3973 | -0.84 | 7.924% | 56343.7436 | 53877.2492 | 169301.8178 | 0.95622 | 3.0048 | -2466.4945 | 112958.0742
Package | CZ | IOU territory | Annual Elec Savings (kWh) | Annual Gas Savings (therms) | Annual GHG savings (tons) | Eff LSC Margin | Lifecycle Incremental Package Cost | Lifecycle Energy Cost Savings | Lifecycle $LSC Savings | B/C Ratio (On-bill) | B/C Ratio (LSC) | NPV (On-bill) | NPV (LSC)
so-mf-eff-v3 | cz01 | PG&E | 6178.0814 | -74.9447 | -1.42 | 10.4% | 56213.5315 | 49340.2579 | 109013.6575 | 0.87773 | 1.9393 | -6873.2737 | 52800.126
so-mf-eff-v3 | cz02 | PG&E | 6362.0878 | -45.7444 | -0.32 | 9.9% | 58473.8239 | 52867.856 | 140307.9517 | 0.90413 | 2.3995 | -5605.9678 | 81834.1278
so-mf-eff-v3 | cz03 | PG&E | 5918.6598 | 0 | 0.35 | 10.36% | 37960.842 | 52148.8464 | 28859.6149 | 1.3738 | 0.76025 | 14188.0044 | -9101.2271
so-mf-eff-v3 | cz04 | PG&E | 5913.3568 | 0 | 0.33 | 8.483% | 37986.409 | 52210.8435 | 29037.3328 | 1.3745 | 0.76441 | 14224.4344 | -8949.0763
so-mf-eff-v3 | cz04-2 | CPAU | 0 | 0 | 0 | 0% | 0 | 0 | 0 | 0 | 0 | 0 | 0
so-mf-eff-v3 | cz05 | PG&E | 5896.517 | 0 | 0.34 | 10.44% | 33361.1094 | 51971.9386 | 29086.8516 | 1.5579 | 0.87188 | 18610.8293 | -4274.2577
so-mf-eff-v3 | cz05-2 | SCG | 5896.517 | 0 | 0.34 | 10.44% | 33361.1094 | 51971.9386 | 29086.8516 | 1.5579 | 0.87188 | 18610.8293 | -4274.2577
so-mf-eff-v3 | cz06 | SCE | 0 | 0 | 0 | 0% | 0 | 0 | 0 | 0 | 0 | 0 | 0
so-mf-eff-v3 | cz07 | SDG&E | 6241.0924 | 0 | 0.39 | 10.27% | 33942.9893 | 42159.3018 | 32205.4419 | 1.2421 | 0.94881 | 8216.3125 | -1737.5474
so-mf-eff-v3 | cz08 | SCE | 0 | 0 | 0 | 0% | 0 | 0 | 0 | 0 | 0 | 0 | 0
so-mf-eff-v3 | cz09 | SCE | 0 | 0 | 0 | 0% | 0 | 0 | 0 | 0 | 0 | 0 | 0
so-mf-eff-v3 | cz10 | SDG&E | 6333.3151 | 0 | 0.4 | 9.397% | 34070.1851 | 43345.4851 | 31384.5286 | 1.2722 | 0.92117 | 9275.3 | -2685.6565
so-mf-eff-v3 | cz10-2 | SCE | 0 | 0 | 0 | 0% | 0 | 0 | 0 | 0 | 0 | 0 | 0
so-mf-eff-v3 | cz11 | PG&E | 6034.3797 | 0 | 0.35 | 8.2% | 34075.6536 | 53262.5301 | 29443.3877 | 1.5631 | 0.86406 | 19186.8765 | -4632.2659
so-mf-eff-v3 | cz12 | PG&E | 5950.2241 | 0 | 0.33 | 9.018% | 34161.9245 | 52501.8649 | 29045.0357 | 1.5369 | 0.85022 | 18339.9404 | -5116.8888
so-mf-eff-v3 | cz12-2 | SMUD | 0 | 0 | 0 | 0% | 0 | 0 | 0 | 0 | 0 | 0 | 0
so-mf-eff-v3 | cz13 | PG&E | 6113.3595 | 0 | 0.36 | 8.351% | 34033.3615 | 53954.1607 | 29892.9093 | 1.5853 | 0.87834 | 19920.7991 | -4140.4522
so-mf-eff-v3 | cz14 | SDG&E | 6406.744 | -36.1948 | 0.12 | 8.166% | 54668.3772 | 41738.3557 | 136064.7322 | 0.76348 | 2.4889 | -12930.0215 | 81396.355
so-mf-eff-v3 | cz14-2 | SCE | 0 | 0 | 0 | 0% | 0 | 0 | 0 | 0 | 0 | 0 | 0
so-mf-eff-v3 | cz15 | SCE | 0 | 0 | 0 | 0% | 0 | 0 | 0 | 0 | 0 | 0 | 0
so-mf-eff-v3 | cz16 | PG&E | 6430.1897 | -61.5535 | -1.05 | 8.195% | 54927.2948 | 52453.8563 | 149265.9207 | 0.95497 | 2.7175 | -2473.4385 | 94338.6259
Package | CZ | IOU territory | Annual Elec Savings (kWh) | Annual Gas Savings (therms) | Annual GHG savings (tons) | Eff LSC Margin | Lifecycle Incremental Package Cost | Lifecycle Energy Cost Savings | Lifecycle $LSC Savings | B/C Ratio (On-bill) | B/C Ratio (LSC) | NPV (On-bill) | NPV (LSC)
so-mf-hrv-v1 | cz01 | PG&E | -2527.6191 | 345.4661 | 1.68 | 2.025% | 38346.2873 | 839.5168 | 6276.2455 | 0.021893 | 0.16367 | -37506.7705 | -32070.0418
so-mf-hrv-v1 | cz02 | PG&E | 74.1313 | 210.4946 | 1.01 | 2.785% | 46076.7288 | 15392.5772 | 9448.2061 | 0.33406 | 0.20505 | -30684.1516 | -36628.5227
so-mf-hrv-v1 | cz03 | PG&E | -296.0655 | 56.0437 | 0.28 | 0.6612% | 44929.3721 | 1103.0236 | 1902.6262 | 0.02455 | 0.042347 | -43826.3485 | -43026.7459
so-mf-hrv-v1 | cz04 | PG&E | -561.8942 | 69.6892 | 0.36 | 0.3773% | 45005.7553 | -230.7606 | 1438.2489 | -0.0051274 | 0.031957 | -45236.5159 | -43567.5063
so-mf-hrv-v1 | cz04-2 | CPAU | -561.8942 | 69.6892 | 0.36 | 0.3773% | 45005.7553 | 2461.3999 | 1438.2489 | 0.054691 | 0.031957 | -42544.3553 | -43567.5063
so-mf-hrv-v1 | cz05 | PG&E | -192.184 | 64.6151 | 0.34 | 0.9285% | 38425.6848 | 2442.576 | 2676.2214 | 0.063566 | 0.069647 | -35983.1088 | -35749.4633
so-mf-hrv-v1 | cz05-2 | SCG | -192.184 | 64.6151 | 0.34 | 0.9285% | 38425.6848 | 1522.223 | 2676.2214 | 0.039615 | 0.069647 | -36903.4618 | -35749.4633
so-mf-hrv-v1 | cz06 | SCE | -309.4454 | 20.9444 | 0.1 | -0.1222% | 38347.7667 | 465.4349 | -372.4922 | 0.012137 | -0.0097135 | -37882.3318 | -38720.2589
so-mf-hrv-v1 | cz07 | SDG&E | -247.1295 | 16.4627 | 0.07 | -0.1222% | 38867.8515 | 1788.1332 | -395.601 | 0.046005 | -0.010178 | -37079.7183 | -39263.4525
so-mf-hrv-v1 | cz08 | SCE | -403.0696 | 22.9155 | 0.1 | -0.1572% | 39073.0876 | -617.765 | -588.1745 | -0.01581 | -0.015053 | -39690.8526 | -39661.2621
so-mf-hrv-v1 | cz09 | SCE | -372.0031 | 28.5743 | 0.14 | -0.04958% | 38410.7053 | 732.51 | -188.722 | 0.01907 | -0.0049133 | -37678.1953 | -38599.4273
so-mf-hrv-v1 | cz10 | SDG&E | -260.0624 | 29.1952 | 0.14 | 0.04914% | 39073.0876 | -2634.2776 | 194.2241 | -0.067419 | 0.0049708 | -41707.3652 | -38878.8635
so-mf-hrv-v1 | cz10-2 | SCE | -260.0624 | 29.1952 | 0.14 | 0.04914% | 39073.0876 | 251.1514 | 194.2241 | 0.0064277 | 0.0049708 | -38821.9362 | -38878.8635
so-mf-hrv-v1 | cz11 | PG&E | -217.1857 | 75.177 | 0.39 | 0.7479% | 39031.1637 | 3203.8066 | 3201.672 | 0.082083 | 0.082029 | -35827.357 | -35829.4917
so-mf-hrv-v1 | cz12 | PG&E | -201.8573 | 76.062 | 0.4 | 0.931% | 39186.9592 | 3478.6495 | 3450.9171 | 0.088771 | 0.088063 | -35708.3097 | -35736.042
so-mf-hrv-v1 | cz12-2 | SMUD | -201.8573 | 76.062 | 0.4 | 0.931% | 39186.9592 | 5515.8563 | 3450.9171 | 0.14076 | 0.088063 | -33671.1028 | -35736.042
so-mf-hrv-v1 | cz13 | PG&E | -272.8435 | 61.3742 | 0.31 | 0.5887% | 38992.2081 | 1900.2834 | 2513.3593 | 0.048735 | 0.064458 | -37091.9247 | -36478.8488
so-mf-hrv-v1 | cz14 | SDG&E | -206.3688 | 220.7858 | 1.07 | 2.365% | 38096.099 | 9464.9923 | 10387.4146 | 0.24845 | 0.27266 | -28631.1067 | -27708.6844
so-mf-hrv-v1 | cz14-2 | SCE | -206.3688 | 220.7858 | 1.07 | 2.365% | 38096.099 | 10603.6175 | 10387.4146 | 0.27834 | 0.27266 | -27492.4815 | -27708.6844
so-mf-hrv-v1 | cz15 | SCE | 582.7284 | 44.9745 | 0.25 | 1.061% | 38391.2218 | 9555.8614 | 5320.5307 | 0.24891 | 0.13859 | -28835.3604 | -33070.6911
so-mf-hrv-v1 | cz16 | PG&E | 1902.2844 | 118.4011 | 0.66 | 3.573% | 38349.3058 | 25487.0461 | 14278.4997 | 0.6646 | 0.37233 | -12862.2596 | -24070.8061
Package | CZ | IOU territory | Annual Elec Savings (kWh) | Annual Gas Savings (therms) | Annual GHG savings (tons) | Eff LSC Margin | Lifecycle Incremental Package Cost | Lifecycle Energy Cost Savings | Lifecycle $LSC Savings | B/C Ratio (On-bill) | B/C Ratio (LSC) | NPV (On-bill) | NPV (LSC)
so-mf-hrv-v2 | cz01 | PG&E | -1328.494 | 262.2906 | 1.25 | 2.305% | 38346.2873 | 6171.428 | 6390.6892 | 0.16094 | 0.16666 | -32174.8593 | -31955.5981
so-mf-hrv-v2 | cz02 | PG&E | -122.7492 | 125.6753 | 0.54 | 1.121% | 46076.7293 | 8009.7482 | 3854.221 | 0.17383 | 0.083648 | -38066.9812 | -42222.5083
so-mf-hrv-v2 | cz03 | PG&E | 0 | 0 | 0 | 0% | 0 | 0 | 0 | 0 | 0 | 0 | 0
so-mf-hrv-v2 | cz04 | PG&E | 0 | 0 | 0 | 0% | 0 | 0 | 0 | 0 | 0 | 0 | 0
so-mf-hrv-v2 | cz04-2 | CPAU | 0 | 0 | 0 | 0% | 0 | 0 | 0 | 0 | 0 | 0 | 0
so-mf-hrv-v2 | cz05 | PG&E | 0 | 0 | 0 | 0% | 0 | 0 | 0 | 0 | 0 | 0 | 0
so-mf-hrv-v2 | cz05-2 | SCG | 0 | 0 | 0 | 0% | 0 | 0 | 0 | 0 | 0 | 0 | 0
so-mf-hrv-v2 | cz06 | SCE | 0 | 0 | 0 | 0% | 0 | 0 | 0 | 0 | 0 | 0 | 0
so-mf-hrv-v2 | cz07 | SDG&E | 0 | 0 | 0 | 0% | 0 | 0 | 0 | 0 | 0 | 0 | 0
so-mf-hrv-v2 | cz08 | SCE | -136.7358 | 17.2272 | 0.07 | 0.02615% | 39073.0879 | 377.3289 | 86.383 | 0.009657 | 0.0022108 | -38695.7591 | -38986.705
so-mf-hrv-v2 | cz09 | SCE | -130.0499 | 22.5146 | 0.1 | 0.1482% | 38410.7115 | 5924.4397 | 502.3417 | 0.15424 | 0.013078 | -32486.2718 | -37908.3698
so-mf-hrv-v2 | cz10 | SDG&E | -160.3791 | 23.7688 | 0.11 | 0.1632% | 39073.0879 | 6389.4285 | 577.1703 | 0.16353 | 0.014772 | -32683.6595 | -38495.9177
so-mf-hrv-v2 | cz10-2 | SCE | -160.3791 | 23.7688 | 0.11 | 0.1632% | 39073.0879 | 4583.0225 | 577.1703 | 0.11729 | 0.014772 | -34490.0655 | -38495.9177
so-mf-hrv-v2 | cz11 | PG&E | 0 | 0 | 0 | 0% | 0 | 0 | 0 | 0 | 0 | 0 | 0
so-mf-hrv-v2 | cz12 | PG&E | 0 | 0 | 0 | 0% | 0 | 0 | 0 | 0 | 0 | 0 | 0
so-mf-hrv-v2 | cz12-2 | SMUD | 0 | 0 | 0 | 0% | 0 | 0 | 0 | 0 | 0 | 0 | 0
so-mf-hrv-v2 | cz13 | PG&E | 0 | 0 | 0 | 0% | 0 | 0 | 0 | 0 | 0 | 0 | 0
so-mf-hrv-v2 | cz14 | SDG&E | -674.4529 | 146.5872 | 0.65 | 0.9536% | 38096.0982 | 4858.7796 | 3820.6582 | 0.12754 | 0.10029 | -33237.3187 | -34275.44
so-mf-hrv-v2 | cz14-2 | SCE | -674.4529 | 146.5872 | 0.65 | 0.9536% | 38096.0982 | 6368.6538 | 3820.6582 | 0.16717 | 0.10029 | -31727.4444 | -34275.44
so-mf-hrv-v2 | cz15 | SCE | 0 | 0 | 0 | 0% | 0 | 0 | 0 | 0 | 0 | 0 | 0
so-mf-hrv-v2 | cz16 | PG&E | 2067.3513 | 9.7104 | 0.09 | 2.351% | 38349.3063 | 19588.3558 | 8933.7598 | 0.51079 | 0.23296 | -18760.9505 | -29415.5465
Package | CZ | IOU territory | Annual Elec Savings (kWh) | Annual Gas Savings (therms) | Annual GHG savings (tons) | Eff LSC Margin | Lifecycle Incremental Package Cost | Lifecycle Energy Cost Savings | Lifecycle $LSC Savings | B/C Ratio (On-bill) | B/C Ratio (LSC) | NPV (On-bill) | NPV (LSC)
so-mf-hrv-v3 | cz01 | PG&E | -3593.3525 | 312.0982 | 1.45 | -0.1352% | 38346.2827 | -10792.4817 | -354.3352 | -0.28145 | -0.0092404 | -49138.7645 | -38700.6179
so-mf-hrv-v3 | cz02 | PG&E | -932.2112 | 162.9339 | 0.73 | 0.9092% | 46076.7277 | 3132.0695 | 2724.0897 | 0.067975 | 0.059121 | -42944.6582 | -43352.6379
so-mf-hrv-v3 | cz03 | PG&E | 0 | 0 | 0 | 0% | 0 | 0 | 0 | 0 | 0 | 0 | 0
so-mf-hrv-v3 | cz04 | PG&E | 0 | 0 | 0 | 0% | 0 | 0 | 0 | 0 | 0 | 0 | 0
so-mf-hrv-v3 | cz04-2 | CPAU | 0 | 0 | 0 | 0% | 0 | 0 | 0 | 0 | 0 | 0 | 0
so-mf-hrv-v3 | cz05 | PG&E | 0 | 0 | 0 | 0% | 0 | 0 | 0 | 0 | 0 | 0 | 0
so-mf-hrv-v3 | cz05-2 | SCG | 0 | 0 | 0 | 0% | 0 | 0 | 0 | 0 | 0 | 0 | 0
so-mf-hrv-v3 | cz06 | SCE | 0 | 0 | 0 | 0% | 0 | 0 | 0 | 0 | 0 | 0 | 0
so-mf-hrv-v3 | cz07 | SDG&E | 0 | 0 | 0 | 0% | 0 | 0 | 0 | 0 | 0 | 0 | 0
so-mf-hrv-v3 | cz08 | SCE | 0 | 0 | 0 | 0% | 0 | 0 | 0 | 0 | 0 | 0 | 0
so-mf-hrv-v3 | cz09 | SCE | 0 | 0 | 0 | 0% | 0 | 0 | 0 | 0 | 0 | 0 | 0
so-mf-hrv-v3 | cz10 | SDG&E | 0 | 0 | 0 | 0% | 0 | 0 | 0 | 0 | 0 | 0 | 0
so-mf-hrv-v3 | cz10-2 | SCE | 0 | 0 | 0 | 0% | 0 | 0 | 0 | 0 | 0 | 0 | 0
so-mf-hrv-v3 | cz11 | PG&E | 0 | 0 | 0 | 0% | 0 | 0 | 0 | 0 | 0 | 0 | 0
so-mf-hrv-v3 | cz12 | PG&E | 0 | 0 | 0 | 0% | 0 | 0 | 0 | 0 | 0 | 0 | 0
so-mf-hrv-v3 | cz12-2 | SMUD | 0 | 0 | 0 | 0% | 0 | 0 | 0 | 0 | 0 | 0 | 0
so-mf-hrv-v3 | cz13 | PG&E | 0 | 0 | 0 | 0% | 0 | 0 | 0 | 0 | 0 | 0 | 0
so-mf-hrv-v3 | cz14 | SDG&E | -420.9455 | 173.385 | 0.82 | 1.888% | 38096.0941 | 11522.4179 | 6995.3699 | 0.30246 | 0.18362 | -26573.6762 | -31100.7242
so-mf-hrv-v3 | cz14-2 | SCE | -420.9455 | 173.385 | 0.82 | 1.888% | 38096.0941 | 10456.0682 | 6995.3699 | 0.27447 | 0.18362 | -27640.0259 | -31100.7242
so-mf-hrv-v3 | cz15 | SCE | 0 | 0 | 0 | 0% | 0 | 0 | 0 | 0 | 0 | 0 | 0
so-mf-hrv-v3 | cz16 | PG&E | 1198.0037 | 5.3691 | 0.04 | 1.401% | 38349.3084 | 11433.6618 | 4974.4486 | 0.29815 | 0.12971 | -26915.6466 | -33374.8598
Package | CZ | IOU territory | Annual Elec Savings (kWh) | Annual Gas Savings (therms) | Annual GHG savings (tons) | Eff LSC Margin | Lifecycle Incremental Package Cost | Lifecycle Energy Cost Savings | Lifecycle $LSC Savings | B/C Ratio (On-bill) | B/C Ratio (LSC) | NPV (On-bill) | NPV (LSC)
so-hp-v1 | cz01 | PG&E | -4508.0376 | 716.5939 | 3.24 | 3.647% | -16258.4585 | 12925.6005 | 11302.964 | >1 | >1 | 29184.0591 | 27561.4226
so-hp-v1 | cz02 | PG&E | -3456.2573 | 487.7768 | 2.08 | 1.436% | -12214.4486 | 7052.7226 | 4871.0091 | >1 | >1 | 19267.1711 | 17085.4577
so-hp-v1 | cz03 | PG&E | -819.7705 | 125.32 | 0.54 | 0.5116% | 950.3387 | 4766.76 | 1471.8117 | 5.0159 | 1.5487 | 3816.4213 | 521.4731
so-hp-v1 | cz04 | PG&E | -1296.5618 | 165.6691 | 0.7 | 0.3232% | 325.7008 | 3579.4004 | 1231.9202 | 10.9898 | 3.7824 | 3253.6995 | 906.2193
so-hp-v1 | cz04-2 | CPAU | -1296.5618 | 165.6691 | 0.7 | 0.3232% | 325.7008 | 72120.4958 | 1231.9202 | 221.4317 | 3.7824 | 71794.795 | 906.2193
so-hp-v1 | cz05 | PG&E | -921.7224 | 135.4488 | 0.6 | 0.6438% | 915.2463 | 4337.8329 | 1855.3081 | 4.7395 | 2.0271 | 3422.5865 | 940.0618
so-hp-v1 | cz05-2 | SCG | -921.7224 | 135.4488 | 0.6 | 0.6438% | 915.2463 | 5152.023 | 1855.3081 | 5.6291 | 2.0271 | 4236.7767 | 940.0618
so-hp-v1 | cz06 | SCE | -265.5443 | 43.2297 | 0.2 | 0.2607% | 313.3118 | 7721.3092 | 793.953 | 24.6442 | 2.5341 | 7407.9973 | 480.6412
so-hp-v1 | cz07 | SDG&E | -188.6842 | 30.646 | 0.14 | 0.2382% | 326.0269 | 4897.5578 | 771.3944 | 15.0219 | 2.366 | 4571.5309 | 445.3675
so-hp-v1 | cz08 | SCE | -304.7106 | 48.12 | 0.2 | 0.2228% | 325.7008 | 7899.4067 | 833.5681 | 24.2536 | 2.5593 | 7573.7059 | 507.8673
so-hp-v1 | cz09 | SCE | -408.2005 | 62.4304 | 0.26 | 0.2546% | 314.6159 | 8328.9783 | 968.3696 | 26.4735 | 3.0779 | 8014.3624 | 653.7537
so-hp-v1 | cz10 | SDG&E | -422.1174 | 63.1104 | 0.27 | 0.2426% | 325.7008 | 5566.4821 | 957.9156 | 17.0908 | 2.9411 | 5240.7812 | 632.2148
so-hp-v1 | cz10-2 | SCE | -422.1174 | 63.1104 | 0.27 | 0.2426% | 325.7008 | 8307.291 | 957.9156 | 25.5059 | 2.9411 | 7981.5902 | 632.2148
so-hp-v1 | cz11 | PG&E | -1611.4796 | 217.9727 | 0.91 | 0.4728% | 951.2871 | 4744.7274 | 2023.6724 | 4.9877 | 2.1273 | 3793.4402 | 1072.3852
so-hp-v1 | cz12 | PG&E | -1468.1581 | 197.5811 | 0.83 | 0.4975% | 949.3903 | 4467.8386 | 1844.3039 | 4.706 | 1.9426 | 3518.4484 | 894.9137
so-hp-v1 | cz12-2 | SMUD | -1468.1581 | 197.5811 | 0.83 | 0.4975% | 949.3903 | 13310.011 | 1844.3039 | 14.0195 | 1.9426 | 12360.6208 | 894.9137
so-hp-v1 | cz13 | PG&E | -1143.4824 | 155.9076 | 0.65 | 0.3616% | 949.3903 | 4559.1188 | 1543.8893 | 4.8022 | 1.6262 | 3609.7286 | 594.499
so-hp-v1 | cz14 | SDG&E | -3836.93 | 511.2021 | 2.09 | 1.036% | -10361.4247 | 9389.0475 | 4549.1363 | >1 | >1 | 19750.4722 | 14910.561
so-hp-v1 | cz14-2 | SCE | -3836.93 | 511.2021 | 2.09 | 1.036% | -10361.4247 | 19324.5346 | 4549.1363 | >1 | >1 | 29685.9593 | 14910.561
so-hp-v1 | cz15 | SCE | -777.6718 | 122.6385 | 0.51 | 0.3821% | 1228.5878 | 10495.7906 | 1914.7308 | 8.543 | 1.5585 | 9267.2028 | 686.143
so-hp-v1 | cz16 | PG&E | -8254.6073 | 992.3295 | 4.2 | 0.6561% | -12265.1309 | -401.2429 | 2622.3009 | 30.5678 | >1 | 11863.888 | 14887.4318
Package | CZ | IOU territory | Annual Elec Savings (kWh) | Annual Gas Savings (therms) | Annual GHG savings (tons) | Eff LSC Margin | Lifecycle Incremental Package Cost | Lifecycle Energy Cost Savings | Lifecycle $LSC Savings | B/C Ratio (On-bill) | B/C Ratio (LSC) | NPV (On-bill) | NPV (LSC)
so-hp-v2 | cz01 | PG&E | -2772.0016 | 430.2116 | 1.91 | 2.329% | -16548.4899 | 8980.1716 | 6455.0637 | >1 | >1 | 25528.6615 | 23003.5536
so-hp-v2 | cz02 | PG&E | -1522.3909 | 235.1555 | 1 | 0.96% | -13964.939 | 6739.3723 | 3299.6094 | >1 | >1 | 20704.3112 | 17264.5483
so-hp-v2 | cz03 | PG&E | 0 | 0 | 0 | 0% | 0 | 0 | 0 | 0 | 0 | 0 | 0
so-hp-v2 | cz04 | PG&E | 0 | 0 | 0 | 0% | 0 | 0 | 0 | 0 | 0 | 0 | 0
so-hp-v2 | cz04-2 | CPAU | 0 | 0 | 0 | 0% | 0 | 0 | 0 | 0 | 0 | 0 | 0
so-hp-v2 | cz05 | PG&E | 0 | 0 | 0 | 0% | 0 | 0 | 0 | 0 | 0 | 0 | 0
so-hp-v2 | cz05-2 | SCG | 0 | 0 | 0 | 0% | 0 | 0 | 0 | 0 | 0 | 0 | 0
so-hp-v2 | cz06 | SCE | 0 | 0 | 0 | 0% | 0 | 0 | 0 | 0 | 0 | 0 | 0
so-hp-v2 | cz07 | SDG&E | 0 | 0 | 0 | 0% | 0 | 0 | 0 | 0 | 0 | 0 | 0
so-hp-v2 | cz08 | SCE | -188.601 | 29.6273 | 0.13 | 0.1464% | 947.4934 | 7280.6838 | 484.735 | 7.6842 | 0.5116 | 6333.1904 | -462.7584
so-hp-v2 | cz09 | SCE | -268.5081 | 40.6899 | 0.17 | 0.1753% | 915.2463 | 7614.0387 | 594.2268 | 8.3191 | 0.64925 | 6698.7924 | -321.0195
so-hp-v2 | cz10 | SDG&E | -282.0628 | 41.7114 | 0.18 | 0.1722% | 947.4934 | 5097.2609 | 609.6327 | 5.3797 | 0.64342 | 4149.7675 | -337.8607
so-hp-v2 | cz10-2 | SCE | -282.0628 | 41.7114 | 0.18 | 0.1722% | 947.4934 | 7614.7064 | 609.6327 | 8.0367 | 0.64342 | 6667.2131 | -337.8607
so-hp-v2 | cz11 | PG&E | 0 | 0 | 0 | 0% | 0 | 0 | 0 | 0 | 0 | 0 | 0
so-hp-v2 | cz12 | PG&E | 0 | 0 | 0 | 0% | 0 | 0 | 0 | 0 | 0 | 0 | 0
so-hp-v2 | cz12-2 | SMUD | 0 | 0 | 0 | 0% | 0 | 0 | 0 | 0 | 0 | 0 | 0
so-hp-v2 | cz13 | PG&E | 0 | 0 | 0 | 0% | 0 | 0 | 0 | 0 | 0 | 0 | 0
so-hp-v2 | cz14 | SDG&E | -1687.0892 | 232.3313 | 0.95 | 0.5949% | -17555.7065 | 7712.1293 | 2383.5097 | >1 | >1 | 25267.8358 | 19939.2162
so-hp-v2 | cz14-2 | SCE | -1687.0892 | 232.3313 | 0.95 | 0.5949% | -17555.7065 | 12861.5157 | 2383.5097 | >1 | >1 | 30417.2222 | 19939.2162
so-hp-v2 | cz15 | SCE | 0 | 0 | 0 | 0% | 0 | 0 | 0 | 0 | 0 | 0 | 0
so-hp-v2 | cz16 | PG&E | -3692.5848 | 471.4414 | 2 | 0.7357% | -13912.5372 | 3933.3388 | 2795.617 | >1 | >1 | 17845.876 | 16708.1542
Package | CZ | IOU territory | Annual Elec Savings (kWh) | Annual Gas Savings (therms) | Annual GHG savings (tons) | Eff LSC Margin | Lifecycle Incremental Package Cost | Lifecycle Energy Cost Savings | Lifecycle $LSC Savings | B/C Ratio (On-bill) | B/C Ratio (LSC) | NPV (On-bill) | NPV (LSC)
so-hp-v3 | cz01 | PG&E | -3127.3829 | 483.8195 | 2.16 | 2.752% | -16969.6739 | 9432.5509 | 7211.0523 | >1 | >1 | 26402.2248 | 24180.7262
so-hp-v3 | cz02 | PG&E | -1985.3361 | 287.6125 | 1.22 | 1.104% | -12319.3593 | 6325.6476 | 3306.2119 | >1 | >1 | 18645.0069 | 15625.5712
so-hp-v3 | cz03 | PG&E | 0 | 0 | 0 | 0% | 0 | 0 | 0 | 0 | 0 | 0 | 0
so-hp-v3 | cz04 | PG&E | 0 | 0 | 0 | 0% | 0 | 0 | 0 | 0 | 0 | 0 | 0
so-hp-v3 | cz04-2 | CPAU | 0 | 0 | 0 | 0% | 0 | 0 | 0 | 0 | 0 | 0 | 0
so-hp-v3 | cz05 | PG&E | 0 | 0 | 0 | 0% | 0 | 0 | 0 | 0 | 0 | 0 | 0
so-hp-v3 | cz05-2 | SCG | 0 | 0 | 0 | 0% | 0 | 0 | 0 | 0 | 0 | 0 | 0
so-hp-v3 | cz06 | SCE | 0 | 0 | 0 | 0% | 0 | 0 | 0 | 0 | 0 | 0 | 0
so-hp-v3 | cz07 | SDG&E | 0 | 0 | 0 | 0% | 0 | 0 | 0 | 0 | 0 | 0 | 0
so-hp-v3 | cz08 | SCE | 0 | 0 | 0 | 0% | 0 | 0 | 0 | 0 | 0 | 0 | 0
so-hp-v3 | cz09 | SCE | 0 | 0 | 0 | 0% | 0 | 0 | 0 | 0 | 0 | 0 | 0
so-hp-v3 | cz10 | SDG&E | 0 | 0 | 0 | 0% | 0 | 0 | 0 | 0 | 0 | 0 | 0
so-hp-v3 | cz10-2 | SCE | 0 | 0 | 0 | 0% | 0 | 0 | 0 | 0 | 0 | 0 | 0
so-hp-v3 | cz11 | PG&E | 0 | 0 | 0 | 0% | 0 | 0 | 0 | 0 | 0 | 0 | 0
so-hp-v3 | cz12 | PG&E | 0 | 0 | 0 | 0% | 0 | 0 | 0 | 0 | 0 | 0 | 0
so-hp-v3 | cz12-2 | SMUD | 0 | 0 | 0 | 0% | 0 | 0 | 0 | 0 | 0 | 0 | 0
so-hp-v3 | cz13 | PG&E | 0 | 0 | 0 | 0% | 0 | 0 | 0 | 0 | 0 | 0 | 0
so-hp-v3 | cz14 | SDG&E | -2171.4119 | 291.874 | 1.2 | 0.7439% | -16313.1642 | 8595.6177 | 2756.5521 | >1 | >1 | 24908.7819 | 19069.7163
so-hp-v3 | cz14-2 | SCE | -2171.4119 | 291.874 | 1.2 | 0.7439% | -16313.1642 | 14565.6254 | 2756.5521 | >1 | >1 | 30878.7896 | 19069.7163
so-hp-v3 | cz15 | SCE | 0 | 0 | 0 | 0% | 0 | 0 | 0 | 0 | 0 | 0 | 0
so-hp-v3 | cz16 | PG&E | -4290.3756 | 541.5217 | 2.3 | 0.8589% | -16234.1515 | 3458.6655 | 3048.7136 | >1 | >1 | 19692.817 | 19282.8651
Package | CZ | IOU territory | Annual Elec Savings (kWh) | Annual Gas Savings (therms) | Annual GHG savings (tons) | Eff LSC Margin | Lifecycle Incremental Package Cost | Lifecycle Energy Cost Savings | Lifecycle $LSC Savings | B/C Ratio (On-bill) | B/C Ratio (LSC) | NPV (On-bill) | NPV (LSC)
so-windowfilm-v1 | cz01 | PG&E | 337.3935 | -73.3271 | -0.42 | -1.089% | 7199.438 | -1537.4786 | -3447.0656 | -0.21356 | -0.4788 | -8736.9165 | -10646.5036
so-windowfilm-v1 | cz02 | PG&E | 1936.7784 | -69.488 | -0.34 | 0.8865% | 9661.1206 | 12995.1306 | 3685.3066 | 1.3451 | 0.38146 | 3334.01 | -5975.814
so-windowfilm-v1 | cz03 | PG&E | 1918.7273 | -61.4194 | -0.29 | 1.148% | 11403.3653 | 13106.7185 | 4140.3302 | 1.1494 | 0.36308 | 1703.3532 | -7263.035
so-windowfilm-v1 | cz04 | PG&E | 2335.5467 | -71.8334 | -0.34 | 1.341% | 10160.1512 | 16373.97 | 6288.9003 | 1.6116 | 0.61898 | 6213.8188 | -3871.2509
so-windowfilm-v1 | cz04-2 | CPAU | 2335.5467 | -71.8334 | -0.34 | 1.341% | 10160.1512 | 6651.4514 | 6288.9003 | 0.65466 | 0.61898 | -3508.6998 | -3871.2509
so-windowfilm-v1 | cz05 | PG&E | 2005.3889 | -70.2172 | -0.3 | 1.403% | 8094.657 | 13262.6025 | 5110.9007 | 1.6384 | 0.63139 | 5167.9455 | -2983.7563
so-windowfilm-v1 | cz05-2 | SCG | 2005.3889 | -70.2172 | -0.3 | 1.403% | 8094.657 | 14408.9115 | 5110.9007 | 1.7801 | 0.63139 | 6314.2545 | -2983.7563
so-windowfilm-v1 | cz06 | SCE | 2651.1988 | -21.5384 | 0.03 | 3.119% | 8090.3673 | 12430.527 | 12104.62 | 1.5365 | 1.4962 | 4340.1598 | 4014.2527
so-windowfilm-v1 | cz07 | SDG&E | 2483.7463 | -15.6865 | 0.06 | 3.195% | 7178.3725 | 18874.6181 | 13033.9247 | 2.6294 | 1.8157 | 11696.2456 | 5855.5522
so-windowfilm-v1 | cz08 | SCE | 3056.4785 | -22.3417 | 0.06 | 3.1% | 7248.928 | 15504.849 | 14365.9831 | 2.1389 | 1.9818 | 8255.921 | 7117.0551
so-windowfilm-v1 | cz09 | SCE | 2963.3702 | -25.7343 | 0.01 | 2.773% | 8162.0108 | 15618.8087 | 12995.9602 | 1.9136 | 1.5922 | 7456.798 | 4833.9494
so-windowfilm-v1 | cz10 | SDG&E | 3092.0973 | -26.1841 | 0.01 | 2.811% | 8095.5786 | 24556.8749 | 13678.2206 | 3.0334 | 1.6896 | 16461.2963 | 5582.642
so-windowfilm-v1 | cz10-2 | SCE | 3092.0973 | -26.1841 | 0.01 | 2.811% | 8095.5786 | 16339.5176 | 13678.2206 | 2.0183 | 1.6896 | 8243.939 | 5582.642
so-windowfilm-v1 | cz11 | PG&E | 1487.6493 | -29.0028 | -0.12 | 1.083% | 7754.5301 | 11576.8671 | 5540.6147 | 1.4929 | 0.7145 | 3822.337 | -2213.9154
so-windowfilm-v1 | cz12 | PG&E | 1243.3874 | -31.1085 | -0.15 | 0.8721% | 7883.5048 | 9163.8735 | 3917.4952 | 1.1624 | 0.49692 | 1280.3687 | -3966.0096
so-windowfilm-v1 | cz12-2 | SMUD | 1243.3874 | -31.1085 | -0.15 | 0.8721% | 7883.5048 | 2394.8571 | 3917.4952 | 0.30378 | 0.49692 | -5488.6477 | -3966.0096
so-windowfilm-v1 | cz13 | PG&E | 1489.4666 | -22.8025 | -0.08 | 1.056% | 7610.6369 | 11885.1904 | 5425.0706 | 1.5617 | 0.71283 | 4274.5535 | -2185.5663
so-windowfilm-v1 | cz14 | SDG&E | 1394.8929 | -41.2262 | -0.23 | 0.6186% | 7946.9703 | 10606.7309 | 3169.2096 | 1.3347 | 0.39879 | 2659.7606 | -4777.7607
so-windowfilm-v1 | cz14-2 | SCE | 1394.8929 | -41.2262 | -0.23 | 0.6186% | 7946.9703 | 6597.567 | 3169.2096 | 0.8302 | 0.39879 | -1349.4033 | -4777.7607
so-windowfilm-v1 | cz15 | SCE | 2389.6578 | -6.9774 | 0.09 | 1.717% | 8059.0998 | 11577.5629 | 11301.3134 | 1.4366 | 1.4023 | 3518.4631 | 3242.2136
so-windowfilm-v1 | cz16 | PG&E | 865.0854 | -60.8021 | -0.35 | -0.1239% | 7713.7841 | 3972.789 | -577.7205 | 0.51502 | -0.074895 | -3740.9951 | -8291.5046
Package | CZ | IOU territory | Annual Elec Savings (kWh) | Annual Gas Savings (therms) | Annual GHG savings (tons) | Eff LSC Margin | Lifecycle Incremental Package Cost | Lifecycle Energy Cost Savings | Lifecycle $LSC Savings | B/C Ratio (On-bill) | B/C Ratio (LSC) | NPV (On-bill) | NPV (LSC)
so-windowfilm-v2 | cz01 | PG&E | 492.5295 | -54.8163 | -0.31 | -0.5227% | 7199.438 | 924.1759 | -1451.454 | 0.12837 | -0.20161 | -6275.2621 | -8650.8919
so-windowfilm-v2 | cz02 | PG&E | 1645.7222 | -52.3384 | -0.23 | 1.064% | 9661.1206 | 11375.4136 | 3738.1267 | 1.1774 | 0.38692 | 1714.293 | -5922.9939
so-windowfilm-v2 | cz03 | PG&E | 1632.8967 | -42.6569 | -0.17 | 1.392% | 11403.3653 | 11763.7671 | 4351.0607 | 1.0316 | 0.38156 | 360.4018 | -7052.3046
so-windowfilm-v2 | cz04 | PG&E | 2033.8881 | -55.0803 | -0.24 | 1.477% | 10160.1512 | 14627.5251 | 5769.5021 | 1.4397 | 0.56786 | 4467.3739 | -4390.6492
so-windowfilm-v2 | cz04-2 | CPAU | 2033.8881 | -55.0803 | -0.24 | 1.477% | 10160.1512 | 6119.1127 | 5769.5021 | 0.60227 | 0.56786 | -4041.0385 | -4390.6492
so-windowfilm-v2 | cz05 | PG&E | 1677.2928 | -48.7216 | -0.19 | 1.585% | 8094.657 | 11679.4942 | 4993.706 | 1.4429 | 0.61691 | 3584.8372 | -3100.951
so-windowfilm-v2 | cz05-2 | SCG | 1677.2928 | -48.7216 | -0.19 | 1.585% | 8094.657 | 12507.8342 | 4993.706 | 1.5452 | 0.61691 | 4413.1772 | -3100.951
so-windowfilm-v2 | cz06 | SCE | 2239.8903 | -12.642 | 0.07 | 3.183% | 8090.3673 | 10405.5673 | 10789.6181 | 1.2862 | 1.3336 | 2315.2 | 2699.2508
so-windowfilm-v2 | cz07 | SDG&E | 2032.8612 | -9.1162 | 0.07 | 2.791% | 7178.3725 | 14899.2351 | 9949.9976 | 2.0756 | 1.3861 | 7720.8626 | 2771.6251
so-windowfilm-v2 | cz08 | SCE | 2688.9586 | -14.9079 | 0.07 | 3.137% | 7248.928 | 13516.5554 | 12620.717 | 1.8646 | 1.741 | 6267.6274 | 5371.789
so-windowfilm-v2 | cz09 | SCE | 2748.2609 | -18.2068 | 0.05 | 3.071% | 8162.0108 | 13944.9281 | 12613.014 | 1.7085 | 1.5453 | 5782.9173 | 4451.0033
so-windowfilm-v2 | cz10 | SDG&E | 2819.8885 | -18.1949 | 0.06 | 3.042% | 8095.5786 | 21464.7745 | 13019.069 | 2.6514 | 1.6082 | 13369.1959 | 4923.4904
so-windowfilm-v2 | cz10-2 | SCE | 2819.8885 | -18.1949 | 0.06 | 3.042% | 8095.5786 | 14437.4173 | 13019.069 | 1.7834 | 1.6082 | 6341.8387 | 4923.4904
so-windowfilm-v2 | cz11 | PG&E | 1321.3852 | -23.1766 | -0.08 | 1.213% | 7754.5301 | 10417.6051 | 4956.8419 | 1.3434 | 0.63922 | 2663.075 | -2797.6882
so-windowfilm-v2 | cz12 | PG&E | 1125.6139 | -24.9338 | -0.1 | 1.073% | 7883.5048 | 8495.0068 | 3881.7315 | 1.0776 | 0.49239 | 611.502 | -4001.7732
so-windowfilm-v2 | cz12-2 | SMUD | 1125.6139 | -24.9338 | -0.1 | 1.073% | 7883.5048 | 2354.4283 | 3881.7315 | 0.29865 | 0.49239 | -5529.0765 | -4001.7732
so-windowfilm-v2 | cz13 | PG&E | 1431.4154 | -18.0042 | -0.03 | 1.461% | 7610.6369 | 11686.7828 | 6001.1405 | 1.5356 | 0.78852 | 4076.1459 | -1609.4964
so-windowfilm-v2 | cz14 | SDG&E | 1339.9378 | -33.122 | -0.15 | 0.9377% | 7946.9703 | 9152.3044 | 3908.6918 | 1.1517 | 0.49185 | 1205.3341 | -4038.2785
so-windowfilm-v2 | cz14-2 | SCE | 1339.9378 | -33.122 | -0.15 | 0.9377% | 7946.9703 | 5958.5301 | 3908.6918 | 0.74979 | 0.49185 | -1988.4402 | -4038.2785
so-windowfilm-v2 | cz15 | SCE | 2048.5903 | -4.5291 | 0.08 | 1.954% | 8059.0998 | 9835.6926 | 9975.3073 | 1.2204 | 1.2378 | 1776.5928 | 1916.2075
so-windowfilm-v2 | cz16 | PG&E | 883.957 | -47.0212 | -0.24 | 0.166% | 7713.7841 | 5044.9589 | 640.9946 | 0.65402 | 0.083097 | -2668.8252 | -7072.7894
Package | CZ | IOU territory | Annual Elec Savings (kWh) | Annual Gas Savings (therms) | Annual GHG savings (tons) | Eff LSC Margin | Lifecycle Incremental Package Cost | Lifecycle Energy Cost Savings | Lifecycle $LSC Savings | B/C Ratio (On-bill) | B/C Ratio (LSC) | NPV (On-bill) | NPV (LSC)
so-lighting-v1 | cz01 | PG&E | 5809.5697 | -85.032 | -0.09 | 7.604% | 33300.4055 | 45499.906 | 24077.7398 | 1.3663 | 0.72305 | 12199.5005 | -9222.6657
so-lighting-v1 | cz02 | PG&E | 6105.7056 | -40.7641 | 0.15 | 6.698% | 38403.3639 | 51026.0226 | 27846.1281 | 1.3287 | 0.7251 | 12622.6586 | -10557.2358
so-lighting-v1 | cz03 | PG&E | 6095.0872 | -31.5144 | 0.2 | 7.875% | 37960.842 | 51514.7751 | 28392.4866 | 1.3571 | 0.74794 | 13553.9331 | -9568.3554
so-lighting-v1 | cz04 | PG&E | 6167.3774 | -34.4323 | 0.19 | 6.024% | 37986.409 | 52007.8597 | 28247.7814 | 1.3691 | 0.74363 | 14021.4507 | -9738.6276
so-lighting-v1 | cz04-2 | CPAU | 6167.3774 | -34.4323 | 0.19 | 6.024% | 37986.409 | 25416.0981 | 28247.7814 | 0.66908 | 0.74363 | -12570.3109 | -9738.6276
so-lighting-v1 | cz05 | PG&E | 6089.1229 | -31.4991 | 0.22 | 7.825% | 33361.1094 | 51497.6637 | 28495.9261 | 1.5436 | 0.85417 | 18136.5543 | -4865.1832
so-lighting-v1 | cz05-2 | SCG | 6089.1229 | -31.4991 | 0.22 | 7.825% | 33361.1094 | 52035.4241 | 28495.9261 | 1.5598 | 0.85417 | 18674.3148 | -4865.1832
so-lighting-v1 | cz06 | SCE | 6239.6362 | -10.1634 | 0.35 | 7.854% | 33276.5252 | 28236.2995 | 30482.1842 | 0.84854 | 0.91603 | -5040.2257 | -2794.341
so-lighting-v1 | cz07 | SDG&E | 6263.5618 | -7.0989 | 0.36 | 7.776% | 33942.9893 | 41785.7049 | 31722.9078 | 1.2311 | 0.93459 | 7842.7156 | -2220.0816
so-lighting-v1 | cz08 | SCE | 6391.9376 | -11.0603 | 0.35 | 6.769% | 34070.1851 | 29798.3521 | 31368.0223 | 0.87462 | 0.92069 | -4271.833 | -2702.1628
so-lighting-v1 | cz09 | SCE | 6347.683 | -12.9573 | 0.33 | 6.598% | 33351.2199 | 29668.443 | 30919.0509 | 0.88958 | 0.92707 | -3682.777 | -2432.169
so-lighting-v1 | cz10 | SDG&E | 6453.874 | -12.8536 | 0.34 | 6.451% | 34070.1851 | 44096.1424 | 31383.9784 | 1.2943 | 0.92116 | 10025.9573 | -2686.2067
so-lighting-v1 | cz10-2 | SCE | 6453.874 | -12.8536 | 0.34 | 6.451% | 34070.1851 | 30171.5792 | 31383.9784 | 0.88557 | 0.92116 | -3898.6059 | -2686.2067
so-lighting-v1 | cz11 | PG&E | 6352.5611 | -42.7601 | 0.15 | 5.65% | 34075.6536 | 53097.3049 | 28897.0292 | 1.5582 | 0.84803 | 19021.6512 | -5178.6244
so-lighting-v1 | cz12 | PG&E | 6205.8551 | -42.2514 | 0.14 | 6.236% | 34161.9245 | 51827.5078 | 28003.4882 | 1.5171 | 0.81973 | 17665.5834 | -6158.4363
so-lighting-v1 | cz12-2 | SMUD | 6205.8551 | -42.2514 | 0.14 | 6.236% | 34161.9245 | 16988.1053 | 28003.4882 | 0.49728 | 0.81973 | -17173.8192 | -6158.4363
so-lighting-v1 | cz13 | PG&E | 6314.3631 | -33.5014 | 0.21 | 5.623% | 34033.3615 | 53365.9558 | 28908.0334 | 1.568 | 0.8494 | 19332.5942 | -5125.3281
so-lighting-v1 | cz14 | SDG&E | 6229.6833 | -35.5586 | 0.17 | 5.517% | 33143.5414 | 41988.6887 | 28269.7898 | 1.2669 | 0.85295 | 8845.1474 | -4873.7516
so-lighting-v1 | cz14-2 | SCE | 6229.6833 | -35.5586 | 0.17 | 5.517% | 33143.5414 | 28382.0128 | 28269.7898 | 0.85634 | 0.85295 | -4761.5285 | -4873.7516
so-lighting-v1 | cz15 | SCE | 6799.9186 | -6.5663 | 0.4 | 5.108% | 33330.0739 | 31609.8855 | 33617.831 | 0.94839 | 1.0086 | -1720.1884 | 287.7571
so-lighting-v1 | cz16 | PG&E | 6017.0358 | -67.8452 | -0.01 | 5.495% | 33335.5424 | 48499.5784 | 25678.3007 | 1.4549 | 0.7703 | 15164.0361 | -7657.2417
Package | CZ | IOU territory | Annual Elec Savings (kWh) | Annual Gas Savings (therms) | Annual GHG savings (tons) | Eff LSC Margin | Lifecycle Incremental Package Cost | Lifecycle Energy Cost Savings | Lifecycle $LSC Savings | B/C Ratio (On-bill) | B/C Ratio (LSC) | NPV (On-bill) | NPV (LSC)
so-lighting-v2 | cz01 | PG&E | 5934.4665 | -68.5924 | -0.03 | 9.24% | 33300.4055 | 47635.4389 | 25660.1438 | 1.4305 | 0.77057 | 14335.0334 | -7640.2617
so-lighting-v2 | cz02 | PG&E | 6067.402 | -35.138 | 0.16 | 7.983% | 38403.3639 | 51030.1708 | 28055.2079 | 1.3288 | 0.73054 | 12626.8069 | -10348.156
so-lighting-v2 | cz03 | PG&E | 6109.6166 | -25.3878 | 0.26 | 9.24% | 37960.842 | 52056.7563 | 28889.8765 | 1.3713 | 0.76104 | 14095.9143 | -9070.9656
so-lighting-v2 | cz04 | PG&E | 6101.5277 | -30.1086 | 0.2 | 7.061% | 37986.409 | 51667.953 | 27586.429 | 1.3602 | 0.72622 | 13681.544 | -10399.98
so-lighting-v2 | cz04-2 | CPAU | 6101.5277 | -30.1086 | 0.2 | 7.061% | 37986.409 | 25321.6052 | 27586.429 | 0.6666 | 0.72622 | -12664.8038 | -10399.98
so-lighting-v2 | cz05 | PG&E | 6081.2196 | -25.3681 | 0.25 | 9.19% | 33361.1094 | 51827.3886 | 28953.7008 | 1.5535 | 0.86789 | 18466.2792 | -4407.4085
so-lighting-v2 | cz05-2 | SCG | 6081.2196 | -25.3681 | 0.25 | 9.19% | 33361.1094 | 52276.5549 | 28953.7008 | 1.567 | 0.86789 | 18915.4456 | -4407.4085
so-lighting-v2 | cz06 | SCE | 6257.2549 | -6.5083 | 0.37 | 9.151% | 33276.5252 | 28368.4975 | 31015.8879 | 0.85251 | 0.93207 | -4908.0277 | -2260.6373
so-lighting-v2 | cz07 | SDG&E | 6239.3393 | -4.5834 | 0.37 | 8.917% | 33942.9893 | 41510.7996 | 31785.0815 | 1.223 | 0.93643 | 7567.8102 | -2157.9078
so-lighting-v2 | cz08 | SCE | 6395.5142 | -8.1964 | 0.37 | 7.825% | 34070.1851 | 29629.8994 | 31485.217 | 0.86967 | 0.92413 | -4440.2858 | -2584.9681
so-lighting-v2 | cz09 | SCE | 6405.4001 | -10.2761 | 0.36 | 7.661% | 33351.2199 | 29724.8514 | 31467.0601 | 0.89127 | 0.94351 | -3626.3685 | -1884.1598
so-lighting-v2 | cz10 | SDG&E | 6429.8873 | -9.7947 | 0.37 | 7.341% | 34070.1851 | 43706.1655 | 31419.1918 | 1.2828 | 0.92219 | 9635.9804 | -2650.9933
so-lighting-v2 | cz10-2 | SCE | 6429.8873 | -9.7947 | 0.37 | 7.341% | 34070.1851 | 29920.6484 | 31419.1918 | 0.87821 | 0.92219 | -4149.5367 | -2650.9933
so-lighting-v2 | cz11 | PG&E | 6355.8227 | -35.773 | 0.19 | 7.142% | 34075.6536 | 53573.326 | 29196.3434 | 1.5722 | 0.85681 | 19497.6724 | -4879.3102
so-lighting-v2 | cz12 | PG&E | 6210.2354 | -35.9401 | 0.18 | 7.9% | 34161.9245 | 52243.414 | 28581.2087 | 1.5293 | 0.83664 | 18081.4896 | -5580.7158
so-lighting-v2 | cz12-2 | SMUD | 6210.2354 | -35.9401 | 0.18 | 7.9% | 34161.9245 | 17276.7443 | 28581.2087 | 0.50573 | 0.83664 | -16885.1801 | -5580.7158
so-lighting-v2 | cz13 | PG&E | 6374.6222 | -28.0296 | 0.25 | 7.274% | 34033.3615 | 54277.5944 | 29873.1017 | 1.5948 | 0.87776 | 20244.2329 | -4160.2598
so-lighting-v2 | cz14 | SDG&E | 6278.7463 | -29.9829 | 0.21 | 6.945% | 33143.5414 | 42741.4707 | 28947.0983 | 1.2896 | 0.87339 | 9597.9293 | -4196.4431
so-lighting-v2 | cz14-2 | SCE | 6278.7463 | -29.9829 | 0.21 | 6.945% | 33143.5414 | 29059.974 | 28947.0983 | 0.87679 | 0.87339 | -4083.5673 | -4196.4431
so-lighting-v2 | cz15 | SCE | 6667.9992 | -3.9244 | 0.39 | 6.51% | 33330.0739 | 31029.5583 | 33232.684 | 0.93098 | 0.99708 | -2300.5156 | -97.3899
so-lighting-v2 | cz16 | PG&E | 6006.6412 | -56.6533 | 0.06 | 6.825% | 33335.5424 | 49142.9486 | 26358.3603 | 1.4742 | 0.7907 | 15807.4063 | -6977.1821
Package | CZ | IOU territory | Annual Elec Savings (kWh) | Annual Gas Savings (therms) | Annual GHG savings (tons) | Eff LSC Margin | Lifecycle Incremental Package Cost | Lifecycle Energy Cost Savings | Lifecycle $LSC Savings | B/C Ratio (On-bill) | B/C Ratio (LSC) | NPV (On-bill) | NPV (LSC)
so-lighting-v3 | cz01 | PG&E | 5877.8779 | -77.0852 | -0.07 | 9.482% | 33300.4055 | 46602.8784 | 24898.6531 | 1.3995 | 0.7477 | 13302.4729 | -8401.7524
so-lighting-v3 | cz02 | PG&E | 6050.7224 | -46.1775 | 0.12 | 9.081% | 38403.3639 | 50167.2334 | 27286.0143 | 1.3063 | 0.71051 | 11763.8695 | -11117.3496
so-lighting-v3 | cz03 | PG&E | 5996.3499 | -35.7083 | 0.18 | 9.835% | 37960.842 | 50351.9764 | 27733.335 | 1.3264 | 0.73058 | 12391.1343 | -10227.507
so-lighting-v3 | cz04 | PG&E | 6059.571 | -39.0815 | 0.16 | 7.977% | 37986.409 | 50727.3262 | 27796.6092 | 1.3354 | 0.73175 | 12740.9172 | -10189.7998
so-lighting-v3 | cz04-2 | CPAU | 6059.571 | -39.0815 | 0.16 | 7.977% | 37986.409 | 24575.2028 | 27796.6092 | 0.64695 | 0.73175 | -13411.2062 | -10189.7998
so-lighting-v3 | cz05 | PG&E | 5989.319 | -35.4737 | 0.18 | 9.857% | 33361.1094 | 50352.2608 | 27847.7787 | 1.5093 | 0.83474 | 16991.1515 | -5513.3306
so-lighting-v3 | cz05-2 | SCG | 5989.319 | -35.4737 | 0.18 | 9.857% | 33361.1094 | 50959.6337 | 27847.7787 | 1.5275 | 0.83474 | 17598.5243 | -5513.3306
so-lighting-v3 | cz06 | SCE | 6137.1064 | -10.9935 | 0.33 | 10.09% | 33276.5252 | 27695.2245 | 29946.2797 | 0.83228 | 0.89992 | -5581.3007 | -3330.2455
so-lighting-v3 | cz07 | SDG&E | 6167.6563 | -8.3904 | 0.35 | 10% | 33942.9893 | 41136.978 | 31375.175 | 1.2119 | 0.92435 | 7193.9887 | -2567.8143
so-lighting-v3 | cz08 | SCE | 6282.4716 | -12.9478 | 0.33 | 8.815% | 34070.1851 | 28664.8612 | 30549.86 | 0.84135 | 0.89667 | -5405.3239 | -3520.3251
so-lighting-v3 | cz09 | SCE | 6233.4084 | -15.3364 | 0.3 | 8.486% | 33351.2199 | 28591.0659 | 30065.6752 | 0.85727 | 0.90149 | -4760.154 | -3285.5447
so-lighting-v3 | cz10 | SDG&E | 6289.0894 | -13.7659 | 0.32 | 9.041% | 34070.1851 | 42563.0402 | 30543.8077 | 1.2493 | 0.8965 | 8492.8551 | -3526.3774
so-lighting-v3 | cz10-2 | SCE | 6289.0894 | -13.7659 | 0.32 | 9.041% | 34070.1851 | 28968.3757 | 30543.8077 | 0.85026 | 0.8965 | -5101.8094 | -3526.3774
so-lighting-v3 | cz11 | PG&E | 6228.5798 | -41.9969 | 0.15 | 7.693% | 34075.6536 | 52004.6687 | 28281.3442 | 1.5262 | 0.82996 | 17929.0151 | -5794.3094
so-lighting-v3 | cz12 | PG&E | 6161.8579 | -43.4167 | 0.14 | 8.534% | 34161.9245 | 51300.0052 | 27967.7245 | 1.5017 | 0.81868 | 17138.0807 | -6194.1999
so-lighting-v3 | cz12-2 | SMUD | 6161.8579 | -43.4167 | 0.14 | 8.534% | 34161.9245 | 16420.8931 | 27967.7245 | 0.48068 | 0.81868 | -17741.0314 | -6194.1999
so-lighting-v3 | cz13 | PG&E | 6266.3149 | -33.8499 | 0.21 | 7.947% | 34033.3615 | 52901.1593 | 29085.201 | 1.5544 | 0.85461 | 18867.7977 | -4948.1605
so-lighting-v3 | cz14 | SDG&E | 6135.9774 | -36.0623 | 0.17 | 7.504% | 33143.5414 | 41797.9433 | 28143.7917 | 1.2611 | 0.84915 | 8654.4019 | -4999.7497
so-lighting-v3 | cz14-2 | SCE | 6135.9774 | -36.0623 | 0.17 | 7.504% | 33143.5414 | 28067.5212 | 28143.7917 | 0.84685 | 0.84915 | -5076.0202 | -4999.7497
so-lighting-v3 | cz15 | SCE | 6530.2219 | -5.861 | 0.38 | 7.34% | 33330.0739 | 30105.0916 | 32411.7707 | 0.90324 | 0.97245 | -3224.9823 | -918.3032
so-lighting-v3 | cz16 | PG&E | 5944.7261 | -64.1514 | 0.02 | 7.119% | 33335.5424 | 48088.0987 | 25596.8696 | 1.4425 | 0.76786 | 14752.5563 | -7738.6728

## RE
Package | CZ | IOU territory | Annual Elec Savings (kWh) | Annual Gas Savings (therms) | Annual GHG savings (tons) | Eff LSC Margin | Lifecycle Incremental Package Cost | Lifecycle Energy Cost Savings | Lifecycle $LSC Savings | B/C Ratio (On-bill) | B/C Ratio (LSC) | NPV (On-bill) | NPV (LSC)
re-mf-eff-v1 | cz01 | PG&E | 52479.9842 | 694.8891 | 6.82 | 20.11% | 154231.8186 | 65489.8092 | 297665.471 | 0.42462 | 1.93 | -88742.0094 | 143433.6525
re-mf-eff-v1 | cz02 | PG&E | 57320.7862 | 465.8871 | 5.63 | 18.05% | 190057.6092 | 459817.1656 | 304503.8381 | 2.4194 | 1.6022 | 269759.5564 | 114446.2289
re-mf-eff-v1 | cz03 | PG&E | 56043.8868 | 300.8219 | 4.73 | 19.46% | 190273.7793 | 430470.0484 | 287764.0854 | 2.2624 | 1.5124 | 240196.269 | 97490.3061
re-mf-eff-v1 | cz04 | PG&E | 60327.4001 | 377.0347 | 5.22 | 16.67% | 188803.6536 | 486250.7125 | 306559.7696 | 2.5754 | 1.6237 | 297447.0589 | 117756.1159
re-mf-eff-v1 | cz04-2 | CPAU | 60327.4001 | 377.0347 | 5.22 | 16.67% | 188803.6536 | 299960.9015 | 306559.7696 | 1.5887 | 1.6237 | 111157.2479 | 117756.1159
re-mf-eff-v1 | cz05 | PG&E | 57041.3805 | 308.9332 | 4.85 | 19.63% | 164834.2829 | 446652.7493 | 291907.8804 | 2.7097 | 1.7709 | 281818.4663 | 127073.5975
re-mf-eff-v1 | cz05-2 | SCG | 57041.3805 | 308.9332 | 4.85 | 19.63% | 164834.2829 | 436779.3331 | 291907.8804 | 2.6498 | 1.7709 | 271945.0501 | 127073.5975
re-mf-eff-v1 | cz06 | SCE | 59980.0242 | 38.5971 | 3.56 | 19.11% | 150740.7998 | 292323.2193 | 289672.6383 | 1.9392 | 1.9217 | 141582.4196 | 138931.8385
re-mf-eff-v1 | cz07 | SDG&E | 60706.7519 | 88.4845 | 3.87 | 18.99% | 166376.622 | 469892.2068 | 315127.3788 | 2.8243 | 1.8941 | 303515.5848 | 148750.7568
re-mf-eff-v1 | cz08 | SCE | 60601.9381 | 122.7163 | 3.99 | 16.54% | 167051.64 | 321374.9044 | 297446.8595 | 1.9238 | 1.7806 | 154323.2644 | 130395.2195
re-mf-eff-v1 | cz09 | SCE | 62692.0296 | 152.8041 | 4.26 | 17.1% | 164874.6148 | 345527.1674 | 310622.5063 | 2.0957 | 1.884 | 180652.5526 | 145747.8915
re-mf-eff-v1 | cz10 | SDG&E | 62995.3605 | 156.1058 | 4.27 | 16.32% | 168131.2537 | 507950.419 | 311627.1371 | 3.0212 | 1.8535 | 339819.1653 | 143495.8834
re-mf-eff-v1 | cz10-2 | SCE | 62995.3605 | 156.1058 | 4.27 | 16.32% | 168131.2537 | 362867.2288 | 311627.1371 | 2.1582 | 1.8535 | 194735.9752 | 143495.8834
re-mf-eff-v1 | cz11 | PG&E | 60066.5737 | 477.7082 | 5.81 | 15.44% | 167725.0235 | 482912.105 | 312683.3504 | 2.8792 | 1.8643 | 315187.0815 | 144958.3268
re-mf-eff-v1 | cz12 | PG&E | 58796.4041 | 471.4719 | 5.74 | 16.83% | 168285.1505 | 472392.0175 | 305820.4202 | 2.8071 | 1.8173 | 304106.8671 | 137535.2698
re-mf-eff-v1 | cz12-2 | SMUD | 58796.4041 | 471.4719 | 5.74 | 16.89% | 168285.1505 | 231958.2938 | 305820.4202 | 1.3784 | 1.8173 | 63673.1433 | 137535.2698
re-mf-eff-v1 | cz13 | PG&E | 61734.774 | 406.7609 | 5.53 | 15.63% | 167344.9869 | 479734.9092 | 318028.2809 | 2.8667 | 1.9004 | 312389.9223 | 150683.294
re-mf-eff-v1 | cz14 | SDG&E | 60175.0735 | 360.4151 | 5.15 | 14.95% | 163643.7511 | 471483.3111 | 308220.2351 | 2.8812 | 1.8835 | 307839.56 | 144576.484
re-mf-eff-v1 | cz14-2 | SCE | 60175.0735 | 360.4151 | 5.15 | 15.03% | 163643.7511 | 331753.6145 | 308220.2351 | 2.0273 | 1.8835 | 168109.8634 | 144576.484
re-mf-eff-v1 | cz15 | SCE | 73584.4276 | 99.1048 | 4.5 | 14.88% | 164645.1119 | 487827.4526 | 365670.8697 | 2.9629 | 2.221 | 323182.3406 | 201025.7578
re-mf-eff-v1 | cz16 | PG&E | 53093.2427 | 745.6846 | 6.98 | 15.94% | 154397.1441 | 430649.9085 | 298566.9368 | 2.7892 | 1.9338 | 276252.7644 | 144169.7927
Package | CZ | IOU territory | Annual Elec Savings (kWh) | Annual Gas Savings (therms) | Annual GHG savings (tons) | Eff LSC Margin | Lifecycle Incremental Package Cost | Lifecycle Energy Cost Savings | Lifecycle $LSC Savings | B/C Ratio (On-bill) | B/C Ratio (LSC) | NPV (On-bill) | NPV (LSC)
re-mf-eff-v2 | cz01 | PG&E | 52656.9116 | 672.0821 | 6.74 | 21.47% | 154231.8186 | 75665.3023 | 298019.1797 | 0.49059 | 1.9323 | -78566.5163 | 143787.3611
re-mf-eff-v2 | cz02 | PG&E | 56857.084 | 361.2878 | 5.11 | 18.78% | 190057.6092 | 440353.403 | 297444.4031 | 2.3169 | 1.565 | 250295.7938 | 107386.794
re-mf-eff-v2 | cz03 | PG&E | 54950.4744 | 188.7974 | 4.11 | 19.63% | 160924.5949 | 402564.0359 | 276477.341 | 2.5016 | 1.7181 | 241639.441 | 115552.7461
re-mf-eff-v2 | cz04 | PG&E | 59666.1037 | 384.6362 | 5.31 | 18.47% | 188803.6536 | 469536.0367 | 305707.43 | 2.4869 | 1.6192 | 280732.3831 | 116903.7764
re-mf-eff-v2 | cz04-2 | CPAU | 59666.1037 | 384.6362 | 5.31 | 18.45% | 188803.6536 | 297384.8568 | 305707.43 | 1.5751 | 1.6192 | 108581.2032 | 116903.7764
re-mf-eff-v2 | cz05 | PG&E | 57380.1251 | 101.4438 | 3.77 | 19.93% | 151091.1033 | 437648.3286 | 281657.6988 | 2.8966 | 1.8642 | 286557.2253 | 130566.5955
re-mf-eff-v2 | cz05-2 | SCG | 57380.1251 | 101.4438 | 3.77 | 19.93% | 151091.1033 | 436554.5132 | 281657.6988 | 2.8893 | 1.8642 | 285463.41 | 130566.5955
re-mf-eff-v2 | cz06 | SCE | 59876.2687 | 40.6441 | 3.56 | 19.66% | 150740.7998 | 298954.4992 | 289554.7354 | 1.9832 | 1.9209 | 148213.6994 | 138813.9356
re-mf-eff-v2 | cz07 | SDG&E | 60010.6517 | 30.9201 | 3.52 | 19.31% | 152236.7443 | 435120.8644 | 304705.2555 | 2.8582 | 2.0015 | 282884.1201 | 152468.5112
re-mf-eff-v2 | cz08 | SCE | 60945.8817 | 112.3872 | 4 | 17.73% | 167051.64 | 334025.7766 | 299885.9753 | 1.9995 | 1.7952 | 166974.1366 | 132834.3353
re-mf-eff-v2 | cz09 | SCE | 61687.8325 | 148.294 | 4.21 | 17.99% | 164874.6148 | 338153.6711 | 305456.8864 | 2.051 | 1.8527 | 173279.0564 | 140582.2716
re-mf-eff-v2 | cz10 | SDG&E | 62618.3842 | 151.2816 | 4.22 | 17.62% | 168131.2537 | 510133.0978 | 308957.1281 | 3.0341 | 1.8376 | 342001.8441 | 140825.8745
re-mf-eff-v2 | cz10-2 | SCE | 62618.3842 | 151.2816 | 4.22 | 17.62% | 168131.2537 | 357622.2169 | 308957.1281 | 2.127 | 1.8376 | 189490.9633 | 140825.8745
re-mf-eff-v2 | cz11 | PG&E | 60774.6055 | 513.6091 | 6.12 | 17.72% | 157836.7695 | 488908.4189 | 320162.8143 | 3.0976 | 2.0284 | 331071.6494 | 162326.0448
re-mf-eff-v2 | cz12 | PG&E | 57731.2579 | 156.844 | 4.04 | 16.92% | 154101.1625 | 430952.742 | 282657.4169 | 2.7966 | 1.8342 | 276851.5796 | 128556.2545
re-mf-eff-v2 | cz12-2 | SMUD | 57731.2579 | 156.844 | 4.04 | 17.93% | 158232.4333 | 217326.3178 | 282657.4169 | 1.3735 | 1.7863 | 59093.8845 | 124424.9837
re-mf-eff-v2 | cz13 | PG&E | 62200.522 | 386.194 | 5.48 | 17.76% | 167344.9869 | 490875.8278 | 320027.7173 | 2.9333 | 1.9124 | 323530.8408 | 152682.7304
re-mf-eff-v2 | cz14 | SDG&E | 59999.5818 | 255.6816 | 4.6 | 16.39% | 163643.7511 | 446310.371 | 300529.5285 | 2.7273 | 1.8365 | 282666.6199 | 136885.7774
re-mf-eff-v2 | cz14-2 | SCE | 59999.5818 | 255.6816 | 4.6 | 16.47% | 163643.7511 | 308659.1795 | 300529.5285 | 1.8862 | 1.8365 | 145015.4283 | 136885.7774
re-mf-eff-v2 | cz15 | SCE | 69391.1904 | 69.5682 | 4.12 | 16.27% | 164645.1119 | 378105.2601 | 341449.1968 | 2.2965 | 2.0738 | 213460.1482 | 176804.0849
re-mf-eff-v2 | cz16 | PG&E | 53319.9207 | 139.0049 | 3.71 | 15.79% | 140632.1841 | 394004.1444 | 264610.9074 | 2.8017 | 1.8816 | 253371.9603 | 123978.7233
Package | CZ | IOU territory | Annual Elec Savings (kWh) | Annual Gas Savings (therms) | Annual GHG savings (tons) | Eff LSC Margin | Lifecycle Incremental Package Cost | Lifecycle Energy Cost Savings | Lifecycle $LSC Savings | B/C Ratio (On-bill) | B/C Ratio (LSC) | NPV (On-bill) | NPV (LSC)
re-mf-eff-v3 | cz01 | PG&E | 52617.461 | 213.2896 | 4.23 | 19.36% | 140507.1143 | 35749.0843 | 271110.3036 | 0.25443 | 1.9295 | -104758.03 | 130603.1893
re-mf-eff-v3 | cz02 | PG&E | 55338.3578 | 255.9756 | 4.52 | 18.76% | 163186.7209 | 422124.3386 | 285091.6201 | 2.5868 | 1.747 | 258937.6177 | 121904.8993
re-mf-eff-v3 | cz03 | PG&E | 54732.7947 | 187.2197 | 4.13 | 20.19% | 160924.5949 | 407592.0192 | 276045.0304 | 2.5328 | 1.7154 | 246667.4243 | 115120.4355
re-mf-eff-v3 | cz04 | PG&E | 56968.1923 | 160.2862 | 4.06 | 17.89% | 161061.5444 | 431416.6772 | 280937.9999 | 2.6786 | 1.7443 | 270355.1328 | 119876.4556
re-mf-eff-v3 | cz04-2 | CPAU | 56968.1923 | 160.2862 | 4.06 | 17.89% | 161061.5444 | 267814.8445 | 280937.9999 | 1.6628 | 1.7443 | 106753.3001 | 119876.4556
re-mf-eff-v3 | cz05 | PG&E | 55759.9315 | 204.9472 | 4.25 | 20.5% | 140769.1336 | 429256.0701 | 280260.0584 | 3.0494 | 1.9909 | 288486.9366 | 139490.9248
re-mf-eff-v3 | cz05-2 | SCG | 55759.9315 | 204.9472 | 4.25 | 20.5% | 140769.1336 | 422359.9462 | 280260.0584 | 3.0004 | 1.9909 | 281590.8126 | 139490.9248
re-mf-eff-v3 | cz06 | SCE | 57565.0132 | 88.5896 | 3.72 | 20.26% | 140424.3001 | 294613.2162 | 282092.4656 | 2.098 | 2.0089 | 154188.9161 | 141668.1655
re-mf-eff-v3 | cz07 | SDG&E | 57622.247 | 72.7653 | 3.63 | 19.87% | 143083.1824 | 425044.4114 | 295965.7045 | 2.9706 | 2.0685 | 281961.229 | 152882.5221
re-mf-eff-v3 | cz08 | SCE | 58171.7464 | 79.2695 | 3.71 | 17.86% | 143656.2649 | 304286.1628 | 284239.2806 | 2.1182 | 1.9786 | 160629.8979 | 140583.0157
re-mf-eff-v3 | cz09 | SCE | 58495.1812 | 93.7728 | 3.79 | 17.9% | 140725.1808 | 309281.1476 | 287641.2699 | 2.1978 | 2.044 | 168555.9668 | 146916.0891
re-mf-eff-v3 | cz10 | SDG&E | 59560.0221 | 97.561 | 3.84 | 17.79% | 143656.2649 | 465112.0765 | 291814.5406 | 3.2377 | 2.0313 | 321455.8116 | 148158.2757
re-mf-eff-v3 | cz10-2 | SCE | 59560.0221 | 97.561 | 3.84 | 17.79% | 143656.2649 | 316509.7702 | 291814.5406 | 2.2032 | 2.0313 | 172853.5052 | 148158.2757
re-mf-eff-v3 | cz11 | PG&E | 57755.9236 | 190.1696 | 4.24 | 16.09% | 143649.4765 | 436205.6595 | 284745.2804 | 3.0366 | 1.9822 | 292556.183 | 141095.8039
re-mf-eff-v3 | cz12 | PG&E | 57667.321 | 194.4093 | 4.29 | 17.65% | 144048.4453 | 440867.2988 | 286182.2218 | 3.0605 | 1.9867 | 296818.8535 | 142133.7765
re-mf-eff-v3 | cz12-2 | SMUD | 57667.321 | 194.4093 | 4.29 | 17.65% | 144048.4453 | 202384.9046 | 286182.2218 | 1.405 | 1.9867 | 58336.4593 | 142133.7765
re-mf-eff-v3 | cz13 | PG&E | 58152.5737 | 197.3236 | 4.33 | 16.24% | 143477.0598 | 439075.5117 | 288446.9396 | 3.0602 | 2.0104 | 295598.4519 | 144969.8798
re-mf-eff-v3 | cz14 | SDG&E | 58232.6877 | 144.7643 | 3.95 | 16.4% | 139802.1736 | 431468.5865 | 285639.3773 | 3.0863 | 2.0432 | 291666.4129 | 145837.2037
re-mf-eff-v3 | cz14-2 | SCE | 58232.6877 | 144.7643 | 3.95 | 16.4% | 139802.1736 | 308523.6431 | 285639.3773 | 2.2069 | 2.0432 | 168721.4695 | 145837.2037
re-mf-eff-v3 | cz15 | SCE | 66478.2406 | 49.3846 | 3.89 | 16.2% | 140638.9725 | 349844.7676 | 324375.386 | 2.4875 | 2.3064 | 209205.7951 | 183736.4135
re-mf-eff-v3 | cz16 | PG&E | 53303.5438 | 210.525 | 4.08 | 16.5% | 140632.1841 | 389874.9382 | 268457.4888 | 2.7723 | 1.9089 | 249242.7541 | 127825.3047
Package | CZ | IOU territory | Annual Elec Savings (kWh) | Annual Gas Savings (therms) | Annual GHG savings (tons) | Eff LSC Margin | Lifecycle Incremental Package Cost | Lifecycle Energy Cost Savings | Lifecycle $LSC Savings | B/C Ratio (On-bill) | B/C Ratio (LSC) | NPV (On-bill) | NPV (LSC)
re-mf-hrvdcv-v1 | cz01 | PG&E | -754.358 | 1220.6642 | 6.63 | 4.449% | 36732.4728 | 70384.7957 | 65846.3022 | 1.9161 | 1.7926 | 33652.3229 | 29113.8294
re-mf-hrvdcv-v1 | cz02 | PG&E | 380.7347 | 983.6756 | 5.33 | 3.411% | 42197.4635 | 77898.8306 | 57556.2559 | 1.8461 | 1.364 | 35701.3671 | 15358.7924
re-mf-hrvdcv-v1 | cz03 | PG&E | -20.6147 | 710.2517 | 3.83 | 2.725% | 41765.7074 | 52846.6947 | 40290.8529 | 1.2653 | 0.96469 | 11080.9873 | -1474.8544
re-mf-hrvdcv-v1 | cz04 | PG&E | 2364.7005 | 844.4535 | 4.61 | 3.198% | 41789.7597 | 99180.6678 | 58808.974 | 2.3733 | 1.4073 | 57390.9081 | 17019.2143
re-mf-hrvdcv-v1 | cz04-2 | CPAU | 2364.7005 | 844.4535 | 4.61 | 3.198% | 41789.7597 | 72011.3698 | 58808.974 | 1.7232 | 1.4073 | 30221.6101 | 17019.2143
re-mf-hrvdcv-v1 | cz05 | PG&E | 381.8411 | 706.3914 | 3.83 | 2.796% | 36798.5928 | 59434.4964 | 41582.872 | 1.6151 | 1.13 | 22635.9036 | 4784.2792
re-mf-hrvdcv-v1 | cz05-2 | SCG | 381.8411 | 706.3914 | 3.83 | 2.796% | 36798.5928 | 41258.0003 | 41582.872 | 1.1212 | 1.13 | 4459.4075 | 4784.2792
re-mf-hrvdcv-v1 | cz06 | SCE | 1306.8739 | 278.1287 | 1.52 | 1.415% | 36703.5698 | 26144.512 | 21446.0426 | 0.71232 | 0.5843 | -10559.0578 | -15257.5272
re-mf-hrvdcv-v1 | cz07 | SDG&E | 1594.7781 | 237.0802 | 1.3 | 1.354% | 37460.5868 | 49113.4008 | 22467.8676 | 1.3111 | 0.59977 | 11652.814 | -14992.7192
re-mf-hrvdcv-v1 | cz08 | SCE | 1678.5637 | 298.192 | 1.62 | 1.37% | 37595.6971 | 55763.2152 | 24631.8767 | 1.4832 | 0.65518 | 18167.5182 | -12963.8204
re-mf-hrvdcv-v1 | cz09 | SCE | 3161.022 | 368.3724 | 2.06 | 1.996% | 36788.0017 | 58561.2391 | 36252.6793 | 1.5919 | 0.98545 | 21773.2374 | -535.3224
re-mf-hrvdcv-v1 | cz10 | SDG&E | 2526.5873 | 375.6778 | 2.08 | 1.777% | 37595.6971 | 92665.2721 | 33921.6411 | 2.4648 | 0.90227 | 55069.575 | -3674.056
re-mf-hrvdcv-v1 | cz10-2 | SCE | 2526.5873 | 375.6778 | 2.08 | 1.777% | 37595.6971 | 76349.9099 | 33921.6411 | 2.0308 | 0.90227 | 38754.2129 | -3674.056
re-mf-hrvdcv-v1 | cz11 | PG&E | 2442.6688 | 897.6367 | 4.95 | 3.161% | 37605.9915 | 81462.7525 | 64004.0697 | 2.1662 | 1.702 | 43856.761 | 26398.0782
re-mf-hrvdcv-v1 | cz12 | PG&E | 1794.4537 | 890.655 | 4.88 | 3.294% | 37696.1639 | 83653.1299 | 59843.0805 | 2.2191 | 1.5875 | 45956.966 | 22146.9166
re-mf-hrvdcv-v1 | cz12-2 | SMUD | 1794.4537 | 890.655 | 4.88 | 3.294% | 37696.1639 | 85192.9538 | 59843.0805 | 2.26 | 1.5875 | 47496.7899 | 22146.9166
re-mf-hrvdcv-v1 | cz13 | PG&E | 4080.2255 | 743.7641 | 4.14 | 3.07% | 37558.48 | 89696.7357 | 62449.2254 | 2.3882 | 1.6627 | 52138.2556 | 24890.7454
re-mf-hrvdcv-v1 | cz14 | SDG&E | 2872.7597 | 763.5797 | 4.21 | 2.893% | 36565.5893 | 67518.8748 | 59634.2942 | 1.8465 | 1.6309 | 30953.2854 | 23068.7049
re-mf-hrvdcv-v1 | cz14-2 | SCE | 2872.7597 | 763.5797 | 4.21 | 2.893% | 36565.5893 | 56805.8953 | 59634.2942 | 1.5535 | 1.6309 | 20240.3059 | 23068.7049
re-mf-hrvdcv-v1 | cz15 | SCE | 6822.4446 | 206.5845 | 1.2 | 1.68% | 36764.246 | 193199.4064 | 41315.1342 | 5.2551 | 1.1238 | 156435.1604 | 4550.8882
re-mf-hrvdcv-v1 | cz16 | PG&E | -1889.1665 | 1233.3408 | 6.71 | 3.506% | 36774.5404 | 62382.7957 | 65681.7294 | 1.6964 | 1.7861 | 25608.2553 | 28907.189
Package | CZ | IOU territory | Annual Elec Savings (kWh) | Annual Gas Savings (therms) | Annual GHG savings (tons) | Eff LSC Margin | Lifecycle Incremental Package Cost | Lifecycle Energy Cost Savings | Lifecycle $LSC Savings | B/C Ratio (On-bill) | B/C Ratio (LSC) | NPV (On-bill) | NPV (LSC)
re-mf-hrvdcv-v2 | cz01 | PG&E | -818.3107 | 1158.6325 | 6.28 | 4.466% | 36732.4728 | 69611.3641 | 62002.177 | 1.8951 | 1.6879 | 32878.8913 | 25269.7042
re-mf-hrvdcv-v2 | cz02 | PG&E | 120.6497 | 768.6006 | 4.14 | 2.764% | 42197.4635 | 56741.3862 | 43791.0947 | 1.3447 | 1.0378 | 14543.9227 | 1593.6312
re-mf-hrvdcv-v2 | cz03 | PG&E | -366.75 | 644.1588 | 3.45 | 2.489% | 41765.7074 | 38672.5341 | 35066.2816 | 0.92594 | 0.8396 | -3093.1732 | -6699.4258
re-mf-hrvdcv-v2 | cz04 | PG&E | 431.7257 | 788.5509 | 4.22 | 2.803% | 41789.7597 | 61412.8391 | 46404.6085 | 1.4696 | 1.1104 | 19623.0793 | 4614.8488
re-mf-hrvdcv-v2 | cz04-2 | CPAU | 431.7257 | 788.5509 | 4.22 | 2.803% | 41789.7597 | 58513.0845 | 46404.6085 | 1.4002 | 1.1104 | 16723.3247 | 4614.8488
re-mf-hrvdcv-v2 | cz05 | PG&E | 317.5368 | 646.1577 | 3.51 | 2.696% | 36798.5928 | 57938.5584 | 38094.9118 | 1.5745 | 1.0352 | 21139.9656 | 1296.319
re-mf-hrvdcv-v2 | cz05-2 | SCG | 317.5368 | 646.1577 | 3.51 | 2.696% | 36798.5928 | 46422.8562 | 38094.9118 | 1.2615 | 1.0352 | 9624.2635 | 1296.319
re-mf-hrvdcv-v2 | cz06 | SCE | 659.5048 | 238.5101 | 1.25 | 1.065% | 36703.5698 | 16748.9305 | 15681.083 | 0.45633 | 0.42724 | -19954.6393 | -21022.4868
re-mf-hrvdcv-v2 | cz07 | SDG&E | 470.0668 | 197.9806 | 1.04 | 0.652% | 37460.5868 | 21893.0369 | 10289.4826 | 0.58443 | 0.27467 | -15567.5499 | -27171.1042
re-mf-hrvdcv-v2 | cz08 | SCE | 2326.8437 | 268.9289 | 1.52 | 1.604% | 37595.6971 | 53881.8267 | 27139.7692 | 1.4332 | 0.72188 | 16286.1296 | -10455.9279
re-mf-hrvdcv-v2 | cz09 | SCE | 2669.4432 | 327.5023 | 1.85 | 1.922% | 36788.0017 | 51212.6557 | 32639.4473 | 1.3921 | 0.88723 | 14424.6539 | -4148.5544
re-mf-hrvdcv-v2 | cz10 | SDG&E | 2881.185 | 341.874 | 1.91 | 1.883% | 37595.6971 | 58256.4652 | 33017.719 | 1.5496 | 0.87823 | 20660.7681 | -4577.9781
re-mf-hrvdcv-v2 | cz10-2 | SCE | 2881.185 | 341.874 | 1.91 | 1.883% | 37595.6971 | 56134.3919 | 33017.719 | 1.4931 | 0.87823 | 18538.6948 | -4577.9781
re-mf-hrvdcv-v2 | cz11 | PG&E | 4404.9954 | 845.4461 | 4.74 | 3.88% | 37605.9915 | 101692.7257 | 70115.3689 | 2.7042 | 1.8645 | 64086.7342 | 32509.3774
re-mf-hrvdcv-v2 | cz12 | PG&E | 609.592 | 703.4155 | 3.8 | 2.611% | 37696.1639 | 55454.8906 | 43616.6967 | 1.4711 | 1.1571 | 17758.7267 | 5920.5328
re-mf-hrvdcv-v2 | cz12-2 | SMUD | 609.592 | 703.4155 | 3.8 | 2.611% | 37696.1639 | 59637.1627 | 43616.6967 | 1.582 | 1.1571 | 21940.9988 | 5920.5328
re-mf-hrvdcv-v2 | cz13 | PG&E | 3899.0771 | 686.029 | 3.82 | 3.294% | 37558.48 | 89165.2143 | 59349.3622 | 2.374 | 1.5802 | 51606.7343 | 21790.8822
re-mf-hrvdcv-v2 | cz14 | SDG&E | 2024.219 | 579.569 | 3.1 | 2.308% | 36565.5893 | 41984.1991 | 42314.8524 | 1.1482 | 1.1572 | 5418.6098 | 5749.2631
re-mf-hrvdcv-v2 | cz14-2 | SCE | 2024.219 | 579.569 | 3.1 | 2.308% | 36565.5893 | 36835.9552 | 42314.8524 | 1.0074 | 1.1572 | 270.3659 | 5749.2631
re-mf-hrvdcv-v2 | cz15 | SCE | 3316.1307 | 156.334 | 0.85 | 1.065% | 36764.246 | 45861.3094 | 22352.421 | 1.2474 | 0.60799 | 9097.0635 | -14411.825
re-mf-hrvdcv-v2 | cz16 | PG&E | -3114.6322 | 1242.4328 | 6.59 | 3.49% | 36774.5404 | 57338.8717 | 58477.3722 | 1.5592 | 1.5902 | 20564.3313 | 21702.8318
Package | CZ | IOU territory | Annual Elec Savings (kWh) | Annual Gas Savings (therms) | Annual GHG savings (tons) | Eff LSC Margin | Lifecycle Incremental Package Cost | Lifecycle Energy Cost Savings | Lifecycle $LSC Savings | B/C Ratio (On-bill) | B/C Ratio (LSC) | NPV (On-bill) | NPV (LSC)
re-mf-hrvdcv-v3 | cz01 | PG&E | -725.1879 | 1214.7592 | 6.6 | 4.65% | 36732.4728 | 71773.0299 | 65106.9529 | 1.9539 | 1.7725 | 35040.5571 | 28374.4801
re-mf-hrvdcv-v3 | cz02 | PG&E | 9.031 | 925.0916 | 5.01 | 3.46% | 42197.4635 | 71086.658 | 52587.1408 | 1.6846 | 1.2462 | 28889.1945 | 10389.6773
re-mf-hrvdcv-v3 | cz03 | PG&E | -329.9862 | 783.7625 | 4.23 | 3.2% | 41765.7074 | 50532.4138 | 43751.7937 | 1.2099 | 1.0476 | 8766.7064 | 1986.0863
re-mf-hrvdcv-v3 | cz04 | PG&E | 1230.2945 | 929.2614 | 5.07 | 3.728% | 41789.7597 | 91882.6879 | 58546.1489 | 2.1987 | 1.401 | 50092.9281 | 16756.3891
re-mf-hrvdcv-v3 | cz04-2 | CPAU | 1230.2945 | 929.2614 | 5.07 | 3.728% | 41789.7597 | 71158.5971 | 58546.1489 | 1.7028 | 1.401 | 29368.8374 | 16756.3891
re-mf-hrvdcv-v3 | cz05 | PG&E | 36.0761 | 785.3091 | 4.26 | 3.279% | 36798.5928 | 62007.3787 | 44832.5701 | 1.685 | 1.2183 | 25208.7859 | 8033.9773
re-mf-hrvdcv-v3 | cz05-2 | SCG | 36.0761 | 785.3091 | 4.26 | 3.279% | 36798.5928 | 43593.3932 | 44832.5701 | 1.1846 | 1.2183 | 6794.8004 | 8033.9773
re-mf-hrvdcv-v3 | cz06 | SCE | 1016.2506 | 322.2062 | 1.76 | 1.688% | 36703.5698 | 24591.1205 | 23501.9741 | 0.66999 | 0.64032 | -12112.4493 | -13201.5957
re-mf-hrvdcv-v3 | cz07 | SDG&E | 13.3993 | 282.0973 | 1.49 | 1.065% | 37460.5868 | 20457.0563 | 15862.85 | 0.5461 | 0.42345 | -17003.5305 | -21597.7368
re-mf-hrvdcv-v3 | cz08 | SCE | 1047.6965 | 339.3635 | 1.86 | 1.531% | 37595.6971 | 49089.8747 | 24366.5952 | 1.3057 | 0.64812 | 11494.1777 | -13229.1019
re-mf-hrvdcv-v3 | cz09 | SCE | 1840.1629 | 415.0573 | 2.26 | 2.046% | 36788.0017 | 54229.5639 | 32882.622 | 1.4741 | 0.89384 | 17441.5622 | -3905.3797
re-mf-hrvdcv-v3 | cz10 | SDG&E | 3179.6943 | 397.1689 | 2.23 | 2.302% | 37595.6971 | 73695.0398 | 37746.1158 | 1.9602 | 1.004 | 36099.3427 | 150.4187
re-mf-hrvdcv-v3 | cz10-2 | SCE | 3179.6943 | 397.1689 | 2.23 | 2.302% | 37595.6971 | 57009.9873 | 37746.1158 | 1.5164 | 1.004 | 19414.2903 | 150.4187
re-mf-hrvdcv-v3 | cz11 | PG&E | 2355.9099 | 781.8573 | 4.28 | 3.14% | 37605.9915 | 79370.872 | 55559.2759 | 2.1106 | 1.4774 | 41764.8805 | 17953.2844
re-mf-hrvdcv-v3 | cz12 | PG&E | 1136.4119 | 792.1043 | 4.32 | 3.163% | 37696.1639 | 72298.5842 | 51282.8402 | 1.9179 | 1.3604 | 34602.4203 | 13586.6763
re-mf-hrvdcv-v3 | cz12-2 | SMUD | 1136.4119 | 792.1043 | 4.32 | 3.163% | 37696.1639 | 67516.9318 | 51282.8402 | 1.7911 | 1.3604 | 29820.7679 | 13586.6763
re-mf-hrvdcv-v3 | cz13 | PG&E | 1523.4484 | 659.1681 | 3.61 | 2.638% | 37558.48 | 62222.9417 | 46851.6569 | 1.6567 | 1.2474 | 24664.4616 | 9293.1769
re-mf-hrvdcv-v3 | cz14 | SDG&E | 3099.7224 | 668.5131 | 3.67 | 3.042% | 36565.5893 | 60618.8663 | 52985.063 | 1.6578 | 1.449 | 24053.277 | 16419.4737
re-mf-hrvdcv-v3 | cz14-2 | SCE | 3099.7224 | 668.5131 | 3.67 | 3.042% | 36565.5893 | 73513.4901 | 52985.063 | 2.0105 | 1.449 | 36947.9008 | 16419.4737
re-mf-hrvdcv-v3 | cz15 | SCE | 4765.6437 | 190.6019 | 1.11 | 1.617% | 36764.246 | 58355.7244 | 32391.36 | 1.5873 | 0.88106 | 21591.4784 | -4372.886
re-mf-hrvdcv-v3 | cz16 | PG&E | -2895.2307 | 1006.831 | 5.34 | 2.807% | 36774.5404 | 32708.9611 | 45657.8903 | 0.88945 | 1.2416 | -4065.5793 | 8883.3499
Package | CZ | IOU territory | Annual Elec Savings (kWh) | Annual Gas Savings (therms) | Annual GHG savings (tons) | Eff LSC Margin | Lifecycle Incremental Package Cost | Lifecycle Energy Cost Savings | Lifecycle $LSC Savings | B/C Ratio (On-bill) | B/C Ratio (LSC) | NPV (On-bill) | NPV (LSC)
re-hp-v1 | cz01 | PG&E | -19558.3117 | 2758.4293 | 12.71 | 2.211% | 3062.6782 | 64939.081 | 32732.7871 | 21.2034 | 10.6876 | 61876.4028 | 29670.1089
re-hp-v1 | cz02 | PG&E | -15262.8566 | 2064.6981 | 9.19 | 1.069% | 26983.2169 | 53902.211 | 18034.228 | 1.9976 | 0.66835 | 26918.9941 | -8948.9889
re-hp-v1 | cz03 | PG&E | -10371.0194 | 1614.679 | 7.4 | 1.542% | 19759.0492 | 50642.8622 | 22799.4694 | 2.563 | 1.1539 | 30883.813 | 3040.4202
re-hp-v1 | cz04 | PG&E | -14943.5911 | 1910.3189 | 8.38 | 1.076% | 29366.1448 | 47776.4318 | 19785.5771 | 1.6269 | 0.67375 | 18410.287 | -9580.5678
re-hp-v1 | cz04-2 | CPAU | -14943.5911 | 1910.3189 | 8.38 | 1.076% | 29366.1448 | 73806.5361 | 19785.5771 | 2.5133 | 0.67375 | 44440.3913 | -9580.5678
re-hp-v1 | cz05 | PG&E | -10347.3548 | 1509.2486 | 6.87 | 1.479% | 19029.4236 | 43640.2411 | 21988.8871 | 2.2933 | 1.1555 | 24610.8174 | 2959.4635
re-hp-v1 | cz05-2 | SCG | -10347.3548 | 1509.2486 | 6.87 | 1.479% | 19029.4236 | 11333.7614 | 21988.8871 | 0.59559 | 1.1555 | -7695.6622 | 2959.4635
re-hp-v1 | cz06 | SCE | -4543.8585 | 689.1389 | 3.11 | 0.8623% | 18257.0963 | 20950.8846 | 13067.5692 | 1.1475 | 0.71575 | 2693.7883 | -5189.5271
re-hp-v1 | cz07 | SDG&E | -3697.1143 | 556.3864 | 2.54 | 0.727% | 19719.61 | 7997.0248 | 12065.3947 | 0.40554 | 0.61185 | -11722.5852 | -7654.2153
re-hp-v1 | cz08 | SCE | -5153.1861 | 701.6001 | 3.06 | 0.5877% | 30769.3916 | 17893.3559 | 10569.5019 | 0.58153 | 0.34351 | -12876.0358 | -20199.8897
re-hp-v1 | cz09 | SCE | -6403.1276 | 878.3363 | 3.84 | 0.7177% | 29722.1851 | 22969.6653 | 13038.0935 | 0.77281 | 0.43867 | -6752.5198 | -16684.0916
re-hp-v1 | cz10 | SDG&E | -6466.929 | 859.7341 | 3.77 | 0.6328% | 32172.6384 | 8987.893 | 12080.1326 | 0.27936 | 0.37548 | -23184.7454 | -20092.5058
re-hp-v1 | cz10-2 | SCE | -6466.929 | 859.7341 | 3.77 | 0.6328% | 32172.6384 | 21445.0321 | 12080.1326 | 0.66656 | 0.37548 | -10727.6063 | -20092.5058
re-hp-v1 | cz11 | PG&E | -17514.9084 | 2273.3102 | 9.73 | 1.187% | 29483.727 | 55027.4098 | 24039.906 | 1.8664 | 0.81536 | 25543.6828 | -5443.821
re-hp-v1 | cz12 | PG&E | -15403.8359 | 2037.4806 | 8.91 | 1.355% | 28018.8798 | 45219.984 | 24609.7699 | 1.6139 | 0.87833 | 17201.1042 | -3409.1099
re-hp-v1 | cz12-2 | SMUD | -15403.8359 | 2037.4806 | 8.91 | 1.355% | 28018.8798 | 100834.2216 | 24609.7699 | 3.5988 | 0.87833 | 72815.3417 | -3409.1099
re-hp-v1 | cz13 | PG&E | -12726.8484 | 1642.2085 | 7.08 | 0.9245% | 29424.9359 | 32885.3581 | 18807.9657 | 1.1176 | 0.63918 | 3460.4221 | -10616.9702
re-hp-v1 | cz14 | SDG&E | -16564.0763 | 2020.7907 | 8.43 | 0.795% | 28366.6965 | 6580.8598 | 16390.9566 | 0.23199 | 0.57782 | -21785.8366 | -11975.7398
re-hp-v1 | cz14-2 | SCE | -16564.0763 | 2020.7907 | 8.43 | 0.795% | 28366.6965 | 38978.5042 | 16390.9566 | 1.3741 | 0.57782 | 10611.8077 | -11975.7398
re-hp-v1 | cz15 | SCE | -4727.3105 | 515.0968 | 2.12 | 0.07567% | 32247.6827 | 8709.0962 | 1866.7956 | 0.27007 | 0.057889 | -23538.5866 | -30380.8871
re-hp-v1 | cz16 | PG&E | -31648.0692 | 3445.1244 | 14.68 | -0.05226% | 27095.1805 | 35537.3694 | -977.6114 | 1.3116 | -0.036081 | 8442.189 | -28072.7919
Package | CZ | IOU territory | Annual Elec Savings (kWh) | Annual Gas Savings (therms) | Annual GHG savings (tons) | Eff LSC Margin | Lifecycle Incremental Package Cost | Lifecycle Energy Cost Savings | Lifecycle $LSC Savings | B/C Ratio (On-bill) | B/C Ratio (LSC) | NPV (On-bill) | NPV (LSC)
re-hp-v2 | cz01 | PG&E | -14738.366 | 2126.0045 | 9.89 | 2.061% | 975.8372 | 53983.5131 | 28613.5552 | 55.3202 | 29.3221 | 53007.6759 | 27637.718
re-hp-v2 | cz02 | PG&E | -10270.8687 | 1432.8675 | 6.43 | 0.9451% | 19009.704 | 39159.2342 | 14971.2095 | 2.06 | 0.78756 | 20149.5301 | -4038.4946
re-hp-v2 | cz03 | PG&E | -7312.362 | 1144.5212 | 5.25 | 1.191% | 2448.9497 | 35505.9055 | 16771.6847 | 14.4984 | 6.8485 | 33056.9558 | 14322.735
re-hp-v2 | cz04 | PG&E | -9662.0297 | 1316.657 | 5.87 | 1.091% | 19699.8904 | 39606.8843 | 18053.8785 | 2.0105 | 0.91645 | 19906.9939 | -1646.0119
re-hp-v2 | cz04-2 | CPAU | -9662.0297 | 1316.657 | 5.87 | 1.091% | 19699.8904 | 53981.1978 | 18053.8785 | 2.7402 | 0.91645 | 34281.3074 | -1646.0119
re-hp-v2 | cz05 | PG&E | -7029.0936 | 1061.9831 | 4.87 | 1.224% | 18322.0878 | 31151.9811 | 17294.8787 | 1.7002 | 0.94394 | 12829.8933 | -1027.2091
re-hp-v2 | cz05-2 | SCG | -7029.0936 | 1061.9831 | 4.87 | 1.224% | 18322.0878 | 12848.2158 | 17294.8787 | 0.70124 | 0.94394 | -5473.872 | -1027.2091
re-hp-v2 | cz06 | SCE | -2687.5561 | 436.2604 | 1.96 | 0.6252% | 18246.1413 | 15121.6458 | 9208.7062 | 0.82876 | 0.50469 | -3124.4955 | -9037.4351
re-hp-v2 | cz07 | SDG&E | -2149.812 | 351.3888 | 1.6 | 0.5496% | 18998.019 | 7536.1211 | 8673.2306 | 0.39668 | 0.45653 | -11461.8979 | -10324.7884
re-hp-v2 | cz08 | SCE | -2813.0082 | 454.7696 | 2.02 | 0.566% | 19699.8904 | 15989.47 | 9574.6964 | 0.81165 | 0.48603 | -3710.4203 | -10125.194
re-hp-v2 | cz09 | SCE | -3711.4737 | 585.4149 | 2.58 | 0.6879% | 19029.4236 | 20251.1166 | 11679.754 | 1.0642 | 0.61377 | 1221.693 | -7349.6696
re-hp-v2 | cz10 | SDG&E | -4240.036 | 588.3071 | 2.6 | 0.5441% | 19699.8904 | 7176.5647 | 9537.8517 | 0.36429 | 0.48416 | -12523.3257 | -10162.0386
re-hp-v2 | cz10-2 | SCE | -4240.036 | 588.3071 | 2.6 | 0.5441% | 19699.8904 | 16353.2861 | 9537.8517 | 0.83012 | 0.48416 | -3346.6043 | -10162.0386
re-hp-v2 | cz11 | PG&E | -10881.6972 | 1520.8786 | 6.63 | 1.218% | 11482.676 | 45836.4911 | 22010.9939 | 3.9918 | 1.9169 | 34353.8151 | 10528.3179
re-hp-v2 | cz12 | PG&E | -9567.9026 | 1346.5144 | 5.97 | 1.239% | 3180.2291 | 33845.0964 | 20701.7807 | 10.6423 | 6.5095 | 30664.8672 | 17521.5516
re-hp-v2 | cz12-2 | SMUD | -9567.9026 | 1346.5144 | 5.97 | 1.239% | 3180.2291 | 69332.4066 | 20701.7807 | 21.8011 | 6.5095 | 66152.1774 | 17521.5516
re-hp-v2 | cz13 | PG&E | -7782.4591 | 1107.8802 | 4.88 | 0.9926% | 11459.7794 | 24875.8611 | 17886.8494 | 2.1707 | 1.5608 | 13416.0817 | 6427.0701
re-hp-v2 | cz14 | SDG&E | -9876.2011 | 1307.7601 | 5.6 | 0.9215% | 11047.6394 | 10563.8641 | 16894.5002 | 0.95621 | 1.5292 | -483.7753 | 5846.8607
re-hp-v2 | cz14-2 | SCE | -9876.2011 | 1307.7601 | 5.6 | 0.9215% | 11047.6394 | 35998.8039 | 16894.5002 | 3.2585 | 1.5292 | 24951.1644 | 5846.8607
re-hp-v2 | cz15 | SCE | -2214.344 | 283.6156 | 1.18 | 0.1378% | 28337.3009 | 7347.4076 | 2898.4458 | 0.25928 | 0.10228 | -20989.8933 | -25438.8551
re-hp-v2 | cz16 | PG&E | -22871.1524 | 2521.5532 | 10.84 | 0.1908% | 19088.5825 | 28522.584 | 3195.6593 | 1.4942 | 0.16741 | 9434.0015 | -15892.9232
Package | CZ | IOU territory | Annual Elec Savings (kWh) | Annual Gas Savings (therms) | Annual GHG savings (tons) | Eff LSC Margin | Lifecycle Incremental Package Cost | Lifecycle Energy Cost Savings | Lifecycle $LSC Savings | B/C Ratio (On-bill) | B/C Ratio (LSC) | NPV (On-bill) | NPV (LSC)
re-hp-v3 | cz01 | PG&E | -16934.7497 | 2360.5864 | 11 | 2.051% | 953.8589 | 52350.9706 | 28714.2639 | 54.8834 | 30.1033 | 51397.1117 | 27760.405
re-hp-v3 | cz02 | PG&E | -11992.5437 | 1695.2851 | 7.69 | 1.293% | 975.8372 | 47338.4949 | 19660.3052 | 48.5106 | 20.1471 | 46362.6577 | 18684.4681
re-hp-v3 | cz03 | PG&E | -9094.378 | 1409.9492 | 6.52 | 1.51% | 1002.8815 | 43039.3542 | 20650.1982 | 42.9157 | 20.5909 | 42036.4727 | 19647.3167
re-hp-v3 | cz04 | PG&E | -11590.8602 | 1598.8016 | 7.18 | 1.473% | 3173.875 | 46326.7758 | 23135.9839 | 14.5963 | 7.2895 | 43152.9007 | 19962.1089
re-hp-v3 | cz04-2 | CPAU | -11590.8602 | 1598.8016 | 7.18 | 1.473% | 3173.875 | 65797.6129 | 23135.9839 | 20.731 | 7.2895 | 62623.7379 | 19962.1089
re-hp-v3 | cz05 | PG&E | -8882.8083 | 1332.1758 | 6.15 | 1.578% | 976.8495 | 41058.2017 | 21573.7707 | 42.0312 | 22.0851 | 40081.3522 | 20596.9213
re-hp-v3 | cz05-2 | SCG | -8882.8083 | 1332.1758 | 6.15 | 1.578% | 976.8495 | 13906.7442 | 21573.7707 | 14.2363 | 22.0851 | 12929.8947 | 20596.9213
re-hp-v3 | cz06 | SCE | -3741.2839 | 599.7598 | 2.73 | 0.9152% | 961.8454 | 20594.5344 | 12740.88 | 21.4115 | 13.2463 | 19632.689 | 11779.0346
re-hp-v3 | cz07 | SDG&E | -3086.2986 | 498.4054 | 2.29 | 0.817% | 1000.8797 | 10530.2688 | 12171.016 | 10.521 | 12.1603 | 9529.3891 | 11170.1364
re-hp-v3 | cz08 | SCE | -3792.6125 | 607.952 | 2.73 | 0.8158% | 2453.0057 | 21235.4402 | 12984.0547 | 8.6569 | 5.2931 | 18782.4345 | 10531.049
re-hp-v3 | cz09 | SCE | -4934.3241 | 774.0498 | 3.46 | 0.9779% | 2369.52 | 26199.1001 | 15717.9277 | 11.0567 | 6.6334 | 23829.5801 | 13348.4077
re-hp-v3 | cz10 | SDG&E | -4289.8702 | 667.0499 | 3 | 0.8393% | 1011.267 | 13927.5232 | 13765.1612 | 13.7724 | 13.6118 | 12916.2562 | 12753.8943
re-hp-v3 | cz10-2 | SCE | -4289.8702 | 667.0499 | 3 | 0.8393% | 1011.267 | 22834.4297 | 13765.1612 | 22.58 | 13.6118 | 21823.1627 | 12753.8943
re-hp-v3 | cz11 | PG&E | -12197.6798 | 1710.6435 | 7.5 | 1.438% | 3186.5832 | 48272.2442 | 25449.8279 | 15.1486 | 7.9866 | 45085.661 | 22263.2447
re-hp-v3 | cz12 | PG&E | -11012.4993 | 1569.2771 | 7.02 | 1.58% | 1735.6041 | 41919.451 | 25626.6822 | 24.1527 | 14.7653 | 40183.847 | 23891.0782
re-hp-v3 | cz12-2 | SMUD | -11012.4993 | 1569.2771 | 7.02 | 1.58% | 1735.6041 | 80772.4619 | 25626.6822 | 46.5385 | 14.7653 | 79036.8579 | 23891.0782
re-hp-v3 | cz13 | PG&E | -8841.5833 | 1282.6423 | 5.72 | 1.263% | 1735.6041 | 31607.273 | 22426.1103 | 18.2111 | 12.9212 | 29871.669 | 20690.5062
re-hp-v3 | cz14 | SDG&E | -11761.9411 | 1572.5203 | 6.77 | 1.23% | 1673.1847 | 13392.4492 | 21419.0232 | 8.0042 | 12.8013 | 11719.2644 | 19745.8385
re-hp-v3 | cz14-2 | SCE | -11761.9411 | 1572.5203 | 6.77 | 1.23% | 1673.1847 | 41361.3724 | 21419.0232 | 24.7201 | 12.8013 | 39688.1877 | 19745.8385
re-hp-v3 | cz15 | SCE | -2700.6697 | 361.8384 | 1.52 | 0.2286% | 11036.1911 | 10205.8808 | 4578.5618 | 0.92476 | 0.41487 | -830.3104 | -6457.6293
re-hp-v3 | cz16 | PG&E | -25110.6191 | 2738.7202 | 11.8 | 0.1623% | 11081.9844 | 18204.8892 | 2640.5333 | 1.6427 | 0.23827 | 7122.9047 | -8441.4512
Package | CZ | IOU territory | Annual Elec Savings (kWh) | Annual Gas Savings (therms) | Annual GHG savings (tons) | Eff LSC Margin | Lifecycle Incremental Package Cost | Lifecycle Energy Cost Savings | Lifecycle $LSC Savings | B/C Ratio (On-bill) | B/C Ratio (LSC) | NPV (On-bill) | NPV (LSC)
re-mf-hrv-v1 | cz01 | PG&E | -631.4861 | 886.3514 | 4.8 | 3.161% | 23007.7685 | 54142.601 | 46792.7055 | 2.3532 | 2.0338 | 31134.8325 | 23784.937
re-mf-hrv-v1 | cz02 | PG&E | -2.1509 | 649.334 | 3.5 | 2.136% | 27646.0342 | 49602.7748 | 36038.9803 | 1.7942 | 1.3036 | 21956.7406 | 8392.9461
re-mf-hrv-v1 | cz03 | PG&E | 76.6282 | 504.1092 | 2.7 | 1.932% | 26957.6198 | 38147.4153 | 28561.9727 | 1.4151 | 1.0595 | 11189.7955 | 1604.3529
re-mf-hrv-v1 | cz04 | PG&E | 693.0264 | 555.8987 | 2.99 | 1.826% | 27003.4525 | 53436.7624 | 33577.7577 | 1.9789 | 1.2435 | 26433.3098 | 6574.3052
re-mf-hrv-v1 | cz04-2 | CPAU | 693.0264 | 555.8987 | 2.99 | 1.826% | 27003.4525 | 43282.3898 | 33577.7577 | 1.6028 | 1.2435 | 16278.9373 | 6574.3052
re-mf-hrv-v1 | cz05 | PG&E | 480.9576 | 510.7845 | 2.76 | 2.03% | 23055.4131 | 45019.4447 | 30192.9625 | 1.9527 | 1.3096 | 21964.0316 | 7137.5494
re-mf-hrv-v1 | cz05-2 | SCG | 480.9576 | 510.7845 | 2.76 | 2.03% | 23055.4131 | 31206.0102 | 30192.9625 | 1.3535 | 1.3096 | 8150.5971 | 7137.5494
re-mf-hrv-v1 | cz06 | SCE | 1039.9194 | 221.1634 | 1.19 | 1.095% | 23008.6568 | 17983.2888 | 16589.9177 | 0.78159 | 0.72103 | -5025.368 | -6418.739
re-mf-hrv-v1 | cz07 | SDG&E | 1527.8734 | 197.8337 | 1.09 | 1.172% | 23320.7091 | 36841.7931 | 19458.8878 | 1.5798 | 0.8344 | 13521.084 | -3861.8212
re-mf-hrv-v1 | cz08 | SCE | 825.0638 | 230.4396 | 1.23 | 0.9001% | 23443.8533 | 35405.0062 | 16187.0829 | 1.5102 | 0.69046 | 11961.1529 | -7256.7704
re-mf-hrv-v1 | cz09 | SCE | 2100.0671 | 275.6619 | 1.52 | 1.399% | 23046.4242 | 40099.134 | 25408.0706 | 1.7399 | 1.1025 | 17052.7098 | 2361.6464
re-mf-hrv-v1 | cz10 | SDG&E | 1719.1359 | 280.0571 | 1.55 | 1.283% | 23443.8533 | 62616.6248 | 24499.2359 | 2.6709 | 1.045 | 39172.7715 | 1055.3827
re-mf-hrv-v1 | cz10-2 | SCE | 1719.1359 | 280.0571 | 1.55 | 1.283% | 23443.8533 | 52432.9194 | 24499.2359 | 2.2365 | 1.045 | 28989.0661 | 1055.3827
re-mf-hrv-v1 | cz11 | PG&E | 426.0669 | 561.7269 | 3.04 | 1.677% | 23418.6985 | 38738.4908 | 33953.5731 | 1.6542 | 1.4498 | 15319.7922 | 10534.8746
re-mf-hrv-v1 | cz12 | PG&E | 987.3909 | 570.6489 | 3.1 | 2.002% | 23512.1759 | 49281.458 | 36363.2132 | 2.096 | 1.5466 | 25769.2821 | 12851.0373
re-mf-hrv-v1 | cz12-2 | SMUD | 987.3909 | 570.6489 | 3.1 | 2.002% | 23512.1759 | 53812.8575 | 36363.2132 | 2.2887 | 1.5466 | 30300.6816 | 12851.0373
re-mf-hrv-v1 | cz13 | PG&E | 2052.7275 | 476.8382 | 2.62 | 1.773% | 23395.3204 | 40946.538 | 36065.9997 | 1.7502 | 1.5416 | 17551.2176 | 12670.6794
re-mf-hrv-v1 | cz14 | SDG&E | 1288.8557 | 489.9167 | 2.66 | 1.734% | 22857.6576 | 34461.2096 | 35744.2231 | 1.5076 | 1.5638 | 11603.552 | 12886.5655
re-mf-hrv-v1 | cz14-2 | SCE | 1288.8557 | 489.9167 | 2.66 | 1.734% | 22857.6576 | 26449.2528 | 35744.2231 | 1.1571 | 1.5638 | 3591.5951 | 12886.5655
re-mf-hrv-v1 | cz15 | SCE | 2621.2673 | 159.8599 | 0.82 | 0.7507% | 23034.7352 | 53657.1441 | 18471.4512 | 2.3294 | 0.8019 | 30622.4089 | -4563.284
re-mf-hrv-v1 | cz16 | PG&E | -1369.8053 | 686.4441 | 3.71 | 1.837% | 23009.5804 | 30560.9347 | 34405.5342 | 1.3282 | 1.4953 | 7551.3542 | 11395.9538
Package | CZ | IOU territory | Annual Elec Savings (kWh) | Annual Gas Savings (therms) | Annual GHG savings (tons) | Eff LSC Margin | Lifecycle Incremental Package Cost | Lifecycle Energy Cost Savings | Lifecycle $LSC Savings | B/C Ratio (On-bill) | B/C Ratio (LSC) | NPV (On-bill) | NPV (LSC)
re-mf-hrv-v2 | cz01 | PG&E | -686.8314 | 878.0524 | 4.76 | 3.338% | 23007.7685 | 53724.3363 | 46343.2008 | 2.3351 | 2.0142 | 30716.5679 | 23335.4323
re-mf-hrv-v2 | cz02 | PG&E | -299.4236 | 626.489 | 3.35 | 2.121% | 27646.0342 | 42574.0244 | 33604.7771 | 1.54 | 1.2155 | 14927.9903 | 5958.7429
re-mf-hrv-v2 | cz03 | PG&E | -499.6066 | 480.27 | 2.54 | 1.731% | 26957.6198 | 25606.2509 | 24388.702 | 0.94987 | 0.90471 | -1351.3689 | -2568.9178
re-mf-hrv-v2 | cz04 | PG&E | -126.8518 | 528.3554 | 2.78 | 1.673% | 27003.4525 | 32185.2908 | 27697.3516 | 1.1919 | 1.0257 | 5181.8382 | 693.899
re-mf-hrv-v2 | cz04-2 | CPAU | -126.8518 | 528.3554 | 2.78 | 1.673% | 27003.4525 | 37446.2648 | 27697.3516 | 1.3867 | 1.0257 | 10442.8123 | 693.899
re-mf-hrv-v2 | cz05 | PG&E | 620.8355 | 485.9147 | 2.64 | 2.088% | 23055.4131 | 45536.4442 | 29500.2831 | 1.9751 | 1.2795 | 22481.0311 | 6444.87
re-mf-hrv-v2 | cz05-2 | SCG | 620.8355 | 485.9147 | 2.64 | 2.088% | 23055.4131 | 36896.0926 | 29500.2831 | 1.6003 | 1.2795 | 13840.6795 | 6444.87
re-mf-hrv-v2 | cz06 | SCE | 527.0539 | 199.0181 | 1.05 | 0.8698% | 23008.6568 | 12592.3828 | 12809.6567 | 0.54729 | 0.55673 | -10416.2739 | -10199.0001
re-mf-hrv-v2 | cz07 | SDG&E | 311.936 | 171.0023 | 0.89 | 0.4832% | 23320.7091 | 11650.645 | 7626.8425 | 0.49958 | 0.32704 | -11670.064 | -15693.8665
re-mf-hrv-v2 | cz08 | SCE | 1736.971 | 210.1422 | 1.18 | 1.211% | 23443.8533 | 42025.4493 | 20488.0817 | 1.7926 | 0.87392 | 18581.596 | -2955.7716
re-mf-hrv-v2 | cz09 | SCE | 1781.6028 | 247.9334 | 1.38 | 1.391% | 23046.4242 | 29792.2204 | 23612.508 | 1.2927 | 1.0246 | 6745.7961 | 566.0838
re-mf-hrv-v2 | cz10 | SDG&E | 1314.3842 | 257.9149 | 1.42 | 1.198% | 23443.8533 | 24824.8754 | 21003.9068 | 1.0589 | 0.89592 | 1381.0222 | -2439.9465
re-mf-hrv-v2 | cz10-2 | SCE | 1314.3842 | 257.9149 | 1.42 | 1.198% | 23443.8533 | 27317.3567 | 21003.9068 | 1.1652 | 0.89592 | 3873.5034 | -2439.9465
re-mf-hrv-v2 | cz11 | PG&E | 2260.8475 | 554.1963 | 3.06 | 2.329% | 23418.6985 | 59102.4588 | 42081.5029 | 2.5237 | 1.7969 | 35683.7603 | 18662.8044
re-mf-hrv-v2 | cz12 | PG&E | 425.6282 | 561.3063 | 3.03 | 2.055% | 23512.1759 | 43728.0583 | 34324.4759 | 1.8598 | 1.4599 | 20215.8824 | 10812.3
re-mf-hrv-v2 | cz12-2 | SMUD | 425.6282 | 561.3063 | 3.03 | 2.055% | 23512.1759 | 46220.1927 | 34324.4759 | 1.9658 | 1.4599 | 22708.0168 | 10812.3
re-mf-hrv-v2 | cz13 | PG&E | 2190.7052 | 465.4835 | 2.54 | 2.055% | 23395.3204 | 55537.9957 | 37021.5043 | 2.3739 | 1.5824 | 32142.6753 | 13626.184
re-mf-hrv-v2 | cz14 | SDG&E | 1163.51 | 477.2248 | 2.53 | 1.748% | 22857.6576 | 27097.038 | 32047.4766 | 1.1855 | 1.402 | 4239.3804 | 9189.8189
re-mf-hrv-v2 | cz14-2 | SCE | 1163.51 | 477.2248 | 2.53 | 1.748% | 22857.6576 | 21224.7325 | 32047.4766 | 0.92856 | 1.402 | -1632.9251 | 9189.8189
re-mf-hrv-v2 | cz15 | SCE | 2116.8528 | 128.3505 | 0.66 | 0.6947% | 23034.7352 | 29838.5724 | 14565.9183 | 1.2954 | 0.63235 | 6803.8372 | -8468.8169
re-mf-hrv-v2 | cz16 | PG&E | -2401.4022 | 719.7005 | 3.76 | 1.789% | 23009.5804 | 29226.5784 | 29981.7199 | 1.2702 | 1.303 | 6216.9979 | 6972.1394
Package | CZ | IOU territory | Annual Elec Savings (kWh) | Annual Gas Savings (therms) | Annual GHG savings (tons) | Eff LSC Margin | Lifecycle Incremental Package Cost | Lifecycle Energy Cost Savings | Lifecycle $LSC Savings | B/C Ratio (On-bill) | B/C Ratio (LSC) | NPV (On-bill) | NPV (LSC)
re-mf-hrv-v3 | cz01 | PG&E | -660.7152 | 893.35 | 4.85 | 3.333% | 23007.7685 | 53196.2585 | 46672.3463 | 2.3121 | 2.0285 | 30188.49 | 23664.5778
re-mf-hrv-v3 | cz02 | PG&E | 203.2245 | 720.8878 | 3.9 | 2.708% | 27646.0342 | 55858.1396 | 41157.9304 | 2.0205 | 1.4887 | 28212.1054 | 13511.8962
re-mf-hrv-v3 | cz03 | PG&E | -345.2361 | 567.0188 | 3.04 | 2.219% | 26957.6198 | 30618.0817 | 30342.7974 | 1.1358 | 1.1256 | 3660.4619 | 3385.1776
re-mf-hrv-v3 | cz04 | PG&E | 589.5895 | 593.989 | 3.22 | 2.257% | 27003.4525 | 54322.573 | 35447.0096 | 2.0117 | 1.3127 | 27319.1205 | 8443.5571
re-mf-hrv-v3 | cz04-2 | CPAU | 589.5895 | 593.989 | 3.22 | 2.257% | 27003.4525 | 44512.161 | 35447.0096 | 1.6484 | 1.3127 | 17508.7085 | 8443.5571
re-mf-hrv-v3 | cz05 | PG&E | 11.5613 | 580.4034 | 3.14 | 2.38% | 23055.4131 | 44796.2716 | 32538.7386 | 1.943 | 1.4113 | 21740.8585 | 9483.3254
re-mf-hrv-v3 | cz05-2 | SCG | 11.5613 | 580.4034 | 3.14 | 2.38% | 23055.4131 | 30721.7227 | 32538.7386 | 1.3325 | 1.4113 | 7666.3095 | 9483.3254
re-mf-hrv-v3 | cz06 | SCE | 1110.1233 | 260.4493 | 1.42 | 1.43% | 23008.6568 | 18794.6196 | 19905.9362 | 0.81685 | 0.86515 | -4214.0371 | -3102.7205
re-mf-hrv-v3 | cz07 | SDG&E | -15.4679 | 232.0036 | 1.22 | 0.8388% | 23320.7091 | 13525.1012 | 12495.249 | 0.57996 | 0.5358 | -9795.6079 | -10825.4601
re-mf-hrv-v3 | cz08 | SCE | 640.0568 | 258.6082 | 1.4 | 1.111% | 23443.8533 | 29721.4341 | 17678.0631 | 1.2678 | 0.75406 | 6277.5808 | -5765.7902
re-mf-hrv-v3 | cz09 | SCE | 1364.8991 | 307.0987 | 1.67 | 1.48% | 23046.4242 | 29642.4221 | 23794.275 | 1.2862 | 1.0324 | 6595.9978 | 747.8507
re-mf-hrv-v3 | cz10 | SDG&E | 1607.4943 | 301.2628 | 1.65 | 1.485% | 23443.8533 | 43782.4674 | 24346.9447 | 1.8675 | 1.0385 | 20338.6141 | 903.0914
re-mf-hrv-v3 | cz10-2 | SCE | 1607.4943 | 301.2628 | 1.65 | 1.485% | 23443.8533 | 32784.4109 | 24346.9447 | 1.3984 | 1.0385 | 9340.5576 | 903.0914
re-mf-hrv-v3 | cz11 | PG&E | 1479.6282 | 601.3165 | 3.27 | 2.276% | 23418.6985 | 58758.0864 | 40276.1151 | 2.509 | 1.7198 | 35339.3879 | 16857.4165
re-mf-hrv-v3 | cz12 | PG&E | 1349.4823 | 607.6332 | 3.32 | 2.53% | 23512.1759 | 57840.6055 | 41022.8333 | 2.46 | 1.7447 | 34328.4296 | 17510.6574
re-mf-hrv-v3 | cz12-2 | SMUD | 1349.4823 | 607.6332 | 3.32 | 2.53% | 23512.1759 | 51560.199 | 41022.8333 | 2.1929 | 1.7447 | 28048.0231 | 17510.6574
re-mf-hrv-v3 | cz13 | PG&E | 989.7645 | 524.5039 | 2.86 | 2.015% | 23395.3204 | 47748.3644 | 35783.5241 | 2.0409 | 1.5295 | 24353.0441 | 12388.2037
re-mf-hrv-v3 | cz14 | SDG&E | 2306.2339 | 520.0029 | 2.82 | 2.302% | 22857.6576 | 43058.9367 | 40094.3481 | 1.8838 | 1.7541 | 20201.2791 | 17236.6905
re-mf-hrv-v3 | cz14-2 | SCE | 2306.2339 | 520.0029 | 2.82 | 2.302% | 22857.6576 | 56661.2859 | 40094.3481 | 2.4789 | 1.7541 | 33803.6283 | 17236.6905
re-mf-hrv-v3 | cz15 | SCE | 2677.9838 | 153.6172 | 0.83 | 1.009% | 23034.7352 | 38004.8586 | 20212.975 | 1.6499 | 0.8775 | 14970.1234 | -2821.7602
re-mf-hrv-v3 | cz16 | PG&E | -2642.2687 | 782.8688 | 4.13 | 2.048% | 23009.5804 | 20984.1212 | 33319.8451 | 0.91197 | 1.4481 | -2025.4592 | 10310.2647
Package | CZ | IOU territory | Annual Elec Savings (kWh) | Annual Gas Savings (therms) | Annual GHG savings (tons) | Eff LSC Margin | Lifecycle Incremental Package Cost | Lifecycle Energy Cost Savings | Lifecycle $LSC Savings | B/C Ratio (On-bill) | B/C Ratio (LSC) | NPV (On-bill) | NPV (LSC)
re-mf-dcv-v1 | cz01 | PG&E | -29.1916 | 422.4809 | 2.31 | 1.643% | 13724.7043 | 26421.393 | 24315.0127 | 1.9251 | 1.7716 | 12696.6887 | 10590.3084
re-mf-dcv-v1 | cz02 | PG&E | 498.3316 | 402.144 | 2.21 | 1.53% | 14551.4293 | 41791.653 | 25820.7307 | 2.872 | 1.7744 | 27240.2237 | 11269.3014
re-mf-dcv-v1 | cz03 | PG&E | -14.5491 | 251.6139 | 1.36 | 1.008% | 14808.0876 | 19893.4274 | 14902.4328 | 1.3434 | 1.0064 | 5085.3398 | 94.3452
re-mf-dcv-v1 | cz04 | PG&E | 1358.1529 | 341.0609 | 1.88 | 1.441% | 14786.3072 | 41200.0365 | 26501.1286 | 2.7864 | 1.7923 | 26413.7293 | 11714.8214
re-mf-dcv-v1 | cz04-2 | CPAU | 1358.1529 | 341.0609 | 1.88 | 1.441% | 14786.3072 | 31052.252 | 26501.1286 | 2.1001 | 1.7923 | 16265.9448 | 11714.8214
re-mf-dcv-v1 | cz05 | PG&E | -270.671 | 244.2322 | 1.33 | 0.9101% | 13743.1797 | 17712.8629 | 13534.2681 | 1.2888 | 0.9848 | 3969.6833 | -208.9116
re-mf-dcv-v1 | cz05-2 | SCG | -270.671 | 244.2322 | 1.33 | 0.9101% | 13743.1797 | 11599.3569 | 13534.2681 | 0.84401 | 0.9848 | -2143.8228 | -208.9116
re-mf-dcv-v1 | cz06 | SCE | 107.545 | 74.7652 | 0.42 | 0.332% | 13694.913 | 1241.326 | 5030.5229 | 0.090641 | 0.36733 | -12453.5871 | -8664.3901
re-mf-dcv-v1 | cz07 | SDG&E | 239.1175 | 58.007 | 0.32 | 0.3162% | 14139.8777 | 6177.2457 | 5249.1345 | 0.43687 | 0.37123 | -7962.6321 | -8890.7433
re-mf-dcv-v1 | cz08 | SCE | 1020.0814 | 91.1501 | 0.53 | 0.5711% | 14151.8438 | 23240.1341 | 10269.8321 | 1.6422 | 0.72569 | 9088.2903 | -3882.0117
re-mf-dcv-v1 | cz09 | SCE | 1260.6547 | 120.3374 | 0.71 | 0.7463% | 13741.5775 | 27225.5481 | 13558.8312 | 1.9813 | 0.9867 | 13483.9706 | -182.7463
re-mf-dcv-v1 | cz10 | SDG&E | 1810.5055 | 121.5587 | 0.71 | 0.8234% | 14151.8438 | 40834.6929 | 15717.9277 | 2.8855 | 1.1107 | 26682.8492 | 1566.0839
re-mf-dcv-v1 | cz10-2 | SCE | 1810.5055 | 121.5587 | 0.71 | 0.8234% | 14151.8438 | 34487.5293 | 15717.9277 | 2.437 | 1.1107 | 20335.6855 | 1566.0839
re-mf-dcv-v1 | cz11 | PG&E | 2005.2569 | 390.0482 | 2.2 | 1.645% | 14187.293 | 43172.845 | 33302.651 | 3.0431 | 2.3474 | 28985.5521 | 19115.358
re-mf-dcv-v1 | cz12 | PG&E | 733.5079 | 374.6473 | 2.06 | 1.439% | 14183.988 | 31571.3922 | 26149.8763 | 2.2258 | 1.8436 | 17387.4042 | 11965.8883
re-mf-dcv-v1 | cz12-2 | SMUD | 733.5079 | 374.6473 | 2.06 | 1.439% | 14183.988 | 35197.7535 | 26149.8763 | 2.4815 | 1.8436 | 21013.7655 | 11965.8883
re-mf-dcv-v1 | cz13 | PG&E | 1933.325 | 300.9648 | 1.73 | 1.403% | 14163.1597 | 38691.202 | 28552.1474 | 2.7318 | 2.0159 | 24528.0423 | 14388.9878
re-mf-dcv-v1 | cz14 | SDG&E | 1664.5016 | 317.1621 | 1.75 | 1.313% | 13707.9317 | 30684.6613 | 27061.1673 | 2.2385 | 1.9741 | 16976.7296 | 13353.2356
re-mf-dcv-v1 | cz14-2 | SCE | 1664.5016 | 317.1621 | 1.75 | 1.313% | 13707.9317 | 27782.1758 | 27061.1673 | 2.0267 | 1.9741 | 14074.2441 | 13353.2356
re-mf-dcv-v1 | cz15 | SCE | 5628.6244 | 62.9326 | 0.5 | 1.188% | 13729.5108 | 44888.7057 | 29205.5259 | 3.2695 | 2.1272 | 31159.1949 | 15476.0151
re-mf-dcv-v1 | cz16 | PG&E | -960.4361 | 614.9415 | 3.34 | 1.751% | 13764.96 | 31007.4134 | 32799.1074 | 2.2526 | 2.3828 | 17242.4534 | 19034.1474
Package | CZ | IOU territory | Annual Elec Savings (kWh) | Annual Gas Savings (therms) | Annual GHG savings (tons) | Eff LSC Margin | Lifecycle Incremental Package Cost | Lifecycle Energy Cost Savings | Lifecycle $LSC Savings | B/C Ratio (On-bill) | B/C Ratio (LSC) | NPV (On-bill) | NPV (LSC)
re-mf-dcv-v2 | cz01 | PG&E | -79.5354 | 374.8051 | 2.05 | 1.532% | 13724.7043 | 22449.7207 | 21269.1883 | 1.6357 | 1.5497 | 8725.0165 | 7544.484
re-mf-dcv-v2 | cz02 | PG&E | -11.8159 | 212.7536 | 1.15 | 0.781% | 14551.4293 | 17144.8946 | 12372.4335 | 1.1782 | 0.85026 | 2593.4652 | -2178.9959
re-mf-dcv-v2 | cz03 | PG&E | -14.6902 | 206.8173 | 1.12 | 0.8768% | 14808.0876 | 11860.5272 | 12350.3267 | 0.80095 | 0.83403 | -2947.5604 | -2457.7609
re-mf-dcv-v2 | cz04 | PG&E | 803.6444 | 308.862 | 1.7 | 1.326% | 14786.3072 | 33814.4125 | 21956.9551 | 2.2869 | 1.485 | 19028.1052 | 7170.6479
re-mf-dcv-v2 | cz04-2 | CPAU | 803.6444 | 308.862 | 1.7 | 1.326% | 14786.3072 | 25776.617 | 21956.9551 | 1.7433 | 1.485 | 10990.3098 | 7170.6479
re-mf-dcv-v2 | cz05 | PG&E | -82.2371 | 211.2408 | 1.16 | 0.8648% | 13743.1797 | 18773.8067 | 12220.1423 | 1.366 | 0.88918 | 5030.627 | -1523.0374
re-mf-dcv-v2 | cz05-2 | SCG | -82.2371 | 211.2408 | 1.16 | 0.8648% | 13743.1797 | 14362.2912 | 12220.1423 | 1.045 | 0.88918 | 619.1116 | -1523.0374
re-mf-dcv-v2 | cz06 | SCE | -114.3552 | 58.4392 | 0.31 | 0.2215% | 13694.913 | 3488.192 | 3261.9797 | 0.25471 | 0.23819 | -10206.721 | -10432.9333
re-mf-dcv-v2 | cz07 | SDG&E | 137.3651 | 44.8432 | 0.26 | 0.2364% | 14139.8777 | 8837.693 | 3731.1349 | 0.62502 | 0.26387 | -5302.1848 | -10408.7428
re-mf-dcv-v2 | cz08 | SCE | 929.355 | 77.5528 | 0.46 | 0.5386% | 14151.8438 | 25207.4423 | 9110.4538 | 1.7812 | 0.64376 | 11055.5985 | -5041.39
re-mf-dcv-v2 | cz09 | SCE | 1136.7176 | 103.7611 | 0.6 | 0.7085% | 13741.5775 | 22835.7371 | 12028.5501 | 1.6618 | 0.87534 | 9094.1596 | -1713.0274
re-mf-dcv-v2 | cz10 | SDG&E | 1263.5491 | 110.0527 | 0.65 | 0.7228% | 14151.8438 | 34508.6468 | 12672.1033 | 2.4385 | 0.89544 | 20356.803 | -1479.7405
re-mf-dcv-v2 | cz10-2 | SCE | 1263.5491 | 110.0527 | 0.65 | 0.7228% | 14151.8438 | 30600.8031 | 12672.1033 | 2.1623 | 0.89544 | 16448.9593 | -1479.7405
re-mf-dcv-v2 | cz11 | PG&E | 1922.3132 | 342.58 | 1.94 | 1.663% | 14187.293 | 43764.2669 | 30052.9528 | 3.0848 | 2.1183 | 29576.974 | 15865.6599
re-mf-dcv-v2 | cz12 | PG&E | 221.8702 | 204.3933 | 1.12 | 0.8092% | 14183.988 | 19206.6516 | 13514.6176 | 1.3541 | 0.95281 | 5022.6636 | -669.3704
re-mf-dcv-v2 | cz12-2 | SMUD | 221.8702 | 204.3933 | 1.12 | 0.8092% | 14183.988 | 18618.1975 | 13514.6176 | 1.3126 | 0.95281 | 4434.2095 | -669.3704
re-mf-dcv-v2 | cz13 | PG&E | 2064.0214 | 260.1351 | 1.49 | 1.457% | 14163.1597 | 37030.8747 | 26245.6724 | 2.6146 | 1.8531 | 22867.715 | 12082.5127
re-mf-dcv-v2 | cz14 | SDG&E | 904.1921 | 147.7834 | 0.81 | 0.6982% | 13707.9317 | 13665.9382 | 12799.8314 | 0.99694 | 0.93375 | -41.9934 | -908.1003
re-mf-dcv-v2 | cz14-2 | SCE | 904.1921 | 147.7834 | 0.81 | 0.6982% | 13707.9317 | 16076.1365 | 12799.8314 | 1.1728 | 0.93375 | 2368.2048 | -908.1003
re-mf-dcv-v2 | cz15 | SCE | 2520.4601 | 40.7179 | 0.3 | 0.6786% | 13729.5108 | 25100.8052 | 14222.0349 | 1.8282 | 1.0359 | 11371.2944 | 492.5241
re-mf-dcv-v2 | cz16 | PG&E | -1392.9129 | 582.1803 | 3.09 | 1.683% | 13764.96 | 25245.4824 | 28193.5262 | 1.834 | 2.0482 | 11480.5224 | 14428.5662
Package | CZ | IOU territory | Annual Elec Savings (kWh) | Annual Gas Savings (therms) | Annual GHG savings (tons) | Eff LSC Margin | Lifecycle Incremental Package Cost | Lifecycle Energy Cost Savings | Lifecycle $LSC Savings | B/C Ratio (On-bill) | B/C Ratio (LSC) | NPV (On-bill) | NPV (LSC)
re-mf-dcv-v3 | cz01 | PG&E | -44.1991 | 424.9592 | 2.33 | 1.723% | 13724.7043 | 25979.4295 | 24128.3331 | 1.8929 | 1.758 | 12254.7253 | 10403.6289
re-mf-dcv-v3 | cz02 | PG&E | 147.3476 | 286.8616 | 1.58 | 1.146% | 14551.4293 | 26140.4522 | 17422.6068 | 1.7964 | 1.1973 | 11589.0228 | 2871.1775
re-mf-dcv-v3 | cz03 | PG&E | 5.4924 | 261.6592 | 1.44 | 1.172% | 14808.0876 | 25459.211 | 16024.9664 | 1.7193 | 1.0822 | 10651.1234 | 1216.8789
re-mf-dcv-v3 | cz04 | PG&E | 960.1626 | 388.389 | 2.17 | 1.714% | 14786.3072 | 38992.5442 | 26926.0702 | 2.6371 | 1.821 | 24206.237 | 12139.763
re-mf-dcv-v3 | cz04-2 | CPAU | 960.1626 | 388.389 | 2.17 | 1.714% | 14786.3072 | 31788.6357 | 26926.0702 | 2.1499 | 1.821 | 17002.3285 | 12139.763
re-mf-dcv-v3 | cz05 | PG&E | -73.2885 | 266.5289 | 1.46 | 1.121% | 13743.1797 | 24220.0752 | 15324.9181 | 1.7623 | 1.1151 | 10476.8956 | 1581.7384
re-mf-dcv-v3 | cz05-2 | SCG | -73.2885 | 266.5289 | 1.46 | 1.121% | 13743.1797 | 14943.7195 | 15324.9181 | 1.0874 | 1.1151 | 1200.5398 | 1581.7384
re-mf-dcv-v3 | cz06 | SCE | 239.8306 | 85.7226 | 0.47 | 0.4617% | 13694.913 | 8531.1096 | 6428.1633 | 0.62294 | 0.46938 | -5163.8035 | -7266.7498
re-mf-dcv-v3 | cz07 | SDG&E | -436.146 | 72.3185 | 0.38 | 0.1973% | 14139.8777 | 5054.6639 | 2940.2031 | 0.35748 | 0.20794 | -9085.2138 | -11199.6747
re-mf-dcv-v3 | cz08 | SCE | 669.1371 | 105.3817 | 0.6 | 0.6177% | 14151.8438 | 25602.6888 | 9830.1526 | 1.8091 | 0.69462 | 11450.8451 | -4321.6912
re-mf-dcv-v3 | cz09 | SCE | 1021.7046 | 139.5206 | 0.79 | 0.8534% | 13741.5775 | 27801.252 | 13716.035 | 2.0231 | 0.99814 | 14059.6745 | -25.5424
re-mf-dcv-v3 | cz10 | SDG&E | 1821.1368 | 127.7048 | 0.75 | 0.9826% | 14151.8438 | 36993.5588 | 16113.3936 | 2.614 | 1.1386 | 22841.715 | 1961.5498
re-mf-dcv-v3 | cz10-2 | SCE | 1821.1368 | 127.7048 | 0.75 | 0.9826% | 14151.8438 | 31395.8687 | 16113.3936 | 2.2185 | 1.1386 | 17244.0249 | 1961.5498
re-mf-dcv-v3 | cz11 | PG&E | 1214.7021 | 249.5178 | 1.41 | 1.176% | 14187.293 | 29874.7283 | 20800.0331 | 2.1057 | 1.4661 | 15687.4354 | 6612.7401
re-mf-dcv-v3 | cz12 | PG&E | 797.5981 | 252.4588 | 1.41 | 1.177% | 14183.988 | 33822.5793 | 19083.0724 | 2.3846 | 1.3454 | 19638.5913 | 4899.0844
re-mf-dcv-v3 | cz12-2 | SMUD | 797.5981 | 252.4588 | 1.41 | 1.177% | 14183.988 | 24518.4799 | 19083.0724 | 1.7286 | 1.3454 | 10334.4919 | 4899.0844
re-mf-dcv-v3 | cz13 | PG&E | 791.9722 | 190.4733 | 1.07 | 0.887% | 14163.1597 | 21895.321 | 15754.7723 | 1.5459 | 1.1124 | 7732.1613 | 1591.6127
re-mf-dcv-v3 | cz14 | SDG&E | 955.7617 | 201.112 | 1.12 | 0.9519% | 13707.9317 | 18962.8378 | 16580.0925 | 1.3833 | 1.2095 | 5254.9061 | 2872.1608
re-mf-dcv-v3 | cz14-2 | SCE | 955.7617 | 201.112 | 1.12 | 0.9519% | 13707.9317 | 19106.0445 | 16580.0925 | 1.3938 | 1.2095 | 5398.1128 | 2872.1608
re-mf-dcv-v3 | cz15 | SCE | 2880.5246 | 52.5298 | 0.38 | 0.8397% | 13729.5108 | 27505.6351 | 16818.3546 | 2.0034 | 1.225 | 13776.1243 | 3088.8438
re-mf-dcv-v3 | cz16 | PG&E | -1333.2178 | 305.8964 | 1.59 | 0.7336% | 13764.96 | 231.9271 | 11932.754 | 0.016849 | 0.86689 | -13533.0329 | -1832.206
Package | CZ | IOU territory | Annual Elec Savings (kWh) | Annual Gas Savings (therms) | Annual GHG savings (tons) | Eff LSC Margin | Lifecycle Incremental Package Cost | Lifecycle Energy Cost Savings | Lifecycle $LSC Savings | B/C Ratio (On-bill) | B/C Ratio (LSC) | NPV (On-bill) | NPV (LSC)
re-hp-dcv-v1 | cz01 | PG&E | -18547.1216 | 3026.0237 | 14.3 | 3.723% | 16787.3825 | 89033.8144 | 55109.7712 | 5.3036 | 3.2828 | 72246.4319 | 38322.3887
re-hp-dcv-v1 | cz02 | PG&E | -14004.7735 | 2363.656 | 10.93 | 2.549% | 41534.6463 | 93598.8436 | 43012.4444 | 2.2535 | 1.0356 | 52064.1973 | 1477.7981
re-hp-dcv-v1 | cz03 | PG&E | -9943.1889 | 1796.4054 | 8.44 | 2.497% | 34567.1368 | 67780.4974 | 36920.7956 | 1.9608 | 1.0681 | 33213.3606 | 2353.6588
re-hp-dcv-v1 | cz04 | PG&E | -13016.3981 | 2169.8131 | 9.89 | 2.451% | 44152.4521 | 83795.1369 | 45058.5506 | 1.8979 | 1.0205 | 39642.6848 | 906.0986
re-hp-dcv-v1 | cz04-2 | CPAU | -13016.3981 | 2169.8131 | 9.89 | 2.451% | 44152.4521 | 101488.9666 | 45058.5506 | 2.2986 | 1.0205 | 57336.5145 | 906.0986
re-hp-dcv-v1 | cz05 | PG&E | -10189.9556 | 1688.2548 | 7.9 | 2.319% | 32772.6033 | 59571.5887 | 34491.505 | 1.8177 | 1.0524 | 26798.9854 | 1718.9017
re-hp-dcv-v1 | cz05-2 | SCG | -10189.9556 | 1688.2548 | 7.9 | 2.319% | 32772.6033 | 24127.7474 | 34491.505 | 0.73622 | 1.0524 | -8644.8559 | 1718.9017
re-hp-dcv-v1 | cz06 | SCE | -4543.8585 | 689.1389 | 3.11 | 0.8623% | 18257.0963 | 20950.8846 | 13067.5692 | 1.1475 | 0.71575 | 2693.7883 | -5189.5271
re-hp-dcv-v1 | cz07 | SDG&E | -3332.0795 | 594.6195 | 2.76 | 1.015% | 33859.4877 | 13760.4182 | 16847.8303 | 0.4064 | 0.49758 | -20099.0695 | -17011.6574
re-hp-dcv-v1 | cz08 | SCE | -3961.2556 | 766.6353 | 3.48 | 1.132% | 44921.2354 | 40760.0203 | 20360.3536 | 0.90737 | 0.45325 | -4161.2151 | -24560.8818
re-hp-dcv-v1 | cz09 | SCE | -4912.8303 | 963.8621 | 4.38 | 1.429% | 43463.7626 | 49628.7204 | 25953.3715 | 1.1418 | 0.59713 | 6164.9578 | -17510.3911
re-hp-dcv-v1 | cz10 | SDG&E | -4427.2741 | 947.7383 | 4.34 | 1.425% | 46324.4822 | 49306.0666 | 27203.6332 | 1.0644 | 0.58724 | 2981.5844 | -19120.849
re-hp-dcv-v1 | cz10-2 | SCE | -4427.2741 | 947.7383 | 4.34 | 1.425% | 46324.4822 | 55516.8212 | 27203.6332 | 1.1984 | 0.58724 | 9192.339 | -19120.849
re-hp-dcv-v1 | cz11 | PG&E | -14830.5411 | 2569.9894 | 11.52 | 2.763% | 43671.02 | 98687.9401 | 55949.8292 | 2.2598 | 1.2812 | 55016.9202 | 12278.8092
re-hp-dcv-v1 | cz12 | PG&E | -13984.3025 | 2314.7097 | 10.53 | 2.708% | 42202.8678 | 79189.5219 | 49192.5204 | 1.8764 | 1.1656 | 36986.6541 | 6989.6525
re-hp-dcv-v1 | cz12-2 | SMUD | -13984.3025 | 2314.7097 | 10.53 | 2.708% | 42202.8678 | 131090.2391 | 49192.5204 | 3.1062 | 1.1656 | 88887.3713 | 6989.6525
re-hp-dcv-v1 | cz13 | PG&E | -10211.4092 | 1864.1931 | 8.48 | 2.271% | 43588.0956 | 75625.4811 | 46213.0163 | 1.735 | 1.0602 | 32037.3855 | 2624.9208
re-hp-dcv-v1 | cz14 | SDG&E | -14278.7544 | 2262.7498 | 9.88 | 2.077% | 42074.6282 | 38207.2596 | 42815.9396 | 0.90808 | 1.0176 | -3867.3685 | 741.3115
re-hp-dcv-v1 | cz14-2 | SCE | -14278.7544 | 2262.7498 | 9.88 | 2.077% | 42074.6282 | 67905.0977 | 42815.9396 | 1.6139 | 1.0176 | 25830.4695 | 741.3115
re-hp-dcv-v1 | cz15 | SCE | 1032.3109 | 559.665 | 2.53 | 1.253% | 45977.1936 | 53080.8732 | 30802.1274 | 1.1545 | 0.66994 | 7103.6796 | -15175.0662
re-hp-dcv-v1 | cz16 | PG&E | -31312.6288 | 3919.79 | 17.4 | 1.696% | 40860.1405 | 72644.2277 | 31772.3699 | 1.7779 | 0.77759 | 31784.0872 | -9087.7706
Package | CZ | IOU territory | Annual Elec Savings (kWh) | Annual Gas Savings (therms) | Annual GHG savings (tons) | Eff LSC Margin | Lifecycle Incremental Package Cost | Lifecycle Energy Cost Savings | Lifecycle $LSC Savings | B/C Ratio (On-bill) | B/C Ratio (LSC) | NPV (On-bill) | NPV (LSC)
re-hp-dcv-v2 | cz01 | PG&E | -13801.9449 | 2351.3485 | 11.25 | 3.464% | 14700.5415 | 73506.7629 | 48082.2682 | 5.0003 | 3.2708 | 58806.2214 | 33381.7268
re-hp-dcv-v2 | cz02 | PG&E | -9560.1525 | 1545.0546 | 7.11 | 1.666% | 33561.1334 | 53455.4647 | 26385.682 | 1.5928 | 0.7862 | 19894.3313 | -7175.4514
re-hp-dcv-v2 | cz03 | PG&E | -7312.362 | 1144.5212 | 5.25 | 1.191% | 2448.9497 | 35505.9055 | 16771.6847 | 14.4984 | 6.8485 | 33056.9558 | 14322.735
re-hp-dcv-v2 | cz04 | PG&E | -8331.831 | 1551.2837 | 7.22 | 2.352% | 34486.1976 | 66716.892 | 38927.6009 | 1.9346 | 1.1288 | 32230.6944 | 4441.4033
re-hp-dcv-v2 | cz04-2 | CPAU | -8331.831 | 1551.2837 | 7.22 | 2.352% | 34486.1976 | 76696.4577 | 38927.6009 | 2.224 | 1.1288 | 42210.2601 | 4441.4033
re-hp-dcv-v2 | cz05 | PG&E | -7029.0936 | 1061.9831 | 4.87 | 1.224% | 18322.0878 | 31151.9811 | 17294.8787 | 1.7002 | 0.94394 | 12829.8933 | -1027.2091
re-hp-dcv-v2 | cz05-2 | SCG | -7029.0936 | 1061.9831 | 4.87 | 1.224% | 18322.0878 | 12848.2158 | 17294.8787 | 0.70124 | 0.94394 | -5473.872 | -1027.2091
re-hp-dcv-v2 | cz06 | SCE | -2687.5561 | 436.2604 | 1.96 | 0.6252% | 18246.1413 | 15121.6458 | 9208.7062 | 0.82876 | 0.50469 | -3124.4955 | -9037.4351
re-hp-dcv-v2 | cz07 | SDG&E | -2149.812 | 351.3888 | 1.6 | 0.5496% | 18998.019 | 7536.1211 | 8673.2306 | 0.39668 | 0.45653 | -11461.8979 | -10324.7884
re-hp-dcv-v2 | cz08 | SCE | -1745.5693 | 510.1496 | 2.37 | 1.078% | 33851.7342 | 40434.8847 | 18233.1891 | 1.1945 | 0.53862 | 6583.1505 | -15618.545
re-hp-dcv-v2 | cz09 | SCE | -2379.9678 | 658.5342 | 3.05 | 1.362% | 32771.0011 | 42046.7165 | 23118.7897 | 1.283 | 0.70546 | 9275.7154 | -9652.2114
re-hp-dcv-v2 | cz10 | SDG&E | -2771.3481 | 668.1894 | 3.11 | 1.237% | 33851.7342 | 41155.2693 | 21684.3047 | 1.2158 | 0.64057 | 7303.5351 | -12167.4295
re-hp-dcv-v2 | cz10-2 | SCE | -2771.3481 | 668.1894 | 3.11 | 1.237% | 33851.7342 | 46028.422 | 21684.3047 | 1.3597 | 0.64057 | 12176.6879 | -12167.4295
re-hp-dcv-v2 | cz11 | PG&E | -8337.3873 | 1775.4647 | 8.18 | 2.803% | 25669.969 | 88215.6785 | 50641.7433 | 3.4365 | 1.9728 | 62545.7095 | 24971.7743
re-hp-dcv-v2 | cz12 | PG&E | -9567.9026 | 1346.5144 | 5.97 | 1.239% | 3180.2291 | 33845.0964 | 20701.7807 | 10.6423 | 6.5095 | 30664.8672 | 17521.5516
re-hp-dcv-v2 | cz12-2 | SMUD | -9567.9026 | 1346.5144 | 5.97 | 1.967% | 3180.2291 | 83363.2108 | 20701.7807 | 26.213 | 6.5095 | 80182.9817 | 17521.5516
re-hp-dcv-v2 | cz13 | PG&E | -5186.7975 | 1293.5337 | 6.05 | 2.383% | 25622.939 | 63159.4396 | 42948.5804 | 2.465 | 1.6762 | 37536.5005 | 17325.6413
re-hp-dcv-v2 | cz14 | SDG&E | -8447.5555 | 1387.8465 | 6.12 | 1.577% | 24755.5711 | 22857.8501 | 28910.7687 | 0.92334 | 1.1678 | -1897.721 | 4155.1976
re-hp-dcv-v2 | cz14-2 | SCE | -8447.5555 | 1387.8465 | 6.12 | 1.577% | 24755.5711 | 50533.9634 | 28910.7687 | 2.0413 | 1.1678 | 25778.3923 | 4155.1976
re-hp-dcv-v2 | cz15 | SCE | 404.6238 | 308.9493 | 1.41 | 0.8047% | 42066.8117 | 31919.896 | 16874.8497 | 0.75879 | 0.40114 | -10146.9158 | -25191.962
re-hp-dcv-v2 | cz16 | PG&E | -22871.1524 | 2521.5532 | 10.84 | 0.1908% | 19088.5825 | 28522.584 | 3195.6593 | 1.4942 | 0.16741 | 9434.0015 | -15892.9232
Package | CZ | IOU territory | Annual Elec Savings (kWh) | Annual Gas Savings (therms) | Annual GHG savings (tons) | Eff LSC Margin | Lifecycle Incremental Package Cost | Lifecycle Energy Cost Savings | Lifecycle $LSC Savings | B/C Ratio (On-bill) | B/C Ratio (LSC) | NPV (On-bill) | NPV (LSC)
re-hp-dcv-v3 | cz01 | PG&E | -16934.7497 | 2360.5864 | 11 | 2.051% | 953.8589 | 52350.9706 | 28714.2639 | 54.8834 | 30.1033 | 51397.1117 | 27760.405
re-hp-dcv-v3 | cz02 | PG&E | -11992.5437 | 1695.2851 | 7.69 | 1.293% | 975.8372 | 47338.4949 | 19660.3052 | 48.5106 | 20.1471 | 46362.6577 | 18684.4681
re-hp-dcv-v3 | cz03 | PG&E | -9094.378 | 1409.9492 | 6.52 | 1.51% | 1002.8815 | 43039.3542 | 20650.1982 | 42.9157 | 20.5909 | 42036.4727 | 19647.3167
re-hp-dcv-v3 | cz04 | PG&E | -11590.8602 | 1598.8016 | 7.18 | 1.473% | 3173.875 | 46326.7758 | 23135.9839 | 14.5963 | 7.2895 | 43152.9007 | 19962.1089
re-hp-dcv-v3 | cz04-2 | CPAU | -11590.8602 | 1598.8016 | 7.18 | 1.473% | 3173.875 | 65797.6129 | 23135.9839 | 20.731 | 7.2895 | 62623.7379 | 19962.1089
re-hp-dcv-v3 | cz05 | PG&E | -8882.8083 | 1332.1758 | 6.15 | 1.578% | 976.8495 | 41058.2017 | 21573.7707 | 42.0312 | 22.0851 | 40081.3522 | 20596.9213
re-hp-dcv-v3 | cz05-2 | SCG | -8882.8083 | 1332.1758 | 6.15 | 1.578% | 976.8495 | 13906.7442 | 21573.7707 | 14.2363 | 22.0851 | 12929.8947 | 20596.9213
re-hp-dcv-v3 | cz06 | SCE | -3741.2839 | 599.7598 | 2.73 | 0.9152% | 961.8454 | 20594.5344 | 12740.88 | 21.4115 | 13.2463 | 19632.689 | 11779.0346
re-hp-dcv-v3 | cz07 | SDG&E | -3086.2986 | 498.4054 | 2.29 | 0.817% | 1000.8797 | 10530.2688 | 12171.016 | 10.521 | 12.1603 | 9529.3891 | 11170.1364
re-hp-dcv-v3 | cz08 | SCE | -3792.6125 | 607.952 | 2.73 | 0.8158% | 2453.0057 | 21235.4402 | 12984.0547 | 8.6569 | 5.2931 | 18782.4345 | 10531.049
re-hp-dcv-v3 | cz09 | SCE | -4934.3241 | 774.0498 | 3.46 | 0.9779% | 2369.52 | 26199.1001 | 15717.9277 | 11.0567 | 6.6334 | 23829.5801 | 13348.4077
re-hp-dcv-v3 | cz10 | SDG&E | -4289.8702 | 667.0499 | 3 | 0.8393% | 1011.267 | 13927.5232 | 13765.1612 | 13.7724 | 13.6118 | 12916.2562 | 12753.8943
re-hp-dcv-v3 | cz10-2 | SCE | -4289.8702 | 667.0499 | 3 | 0.8393% | 1011.267 | 22834.4297 | 13765.1612 | 22.58 | 13.6118 | 21823.1627 | 12753.8943
re-hp-dcv-v3 | cz11 | PG&E | -12197.6798 | 1710.6435 | 7.5 | 1.438% | 3186.5832 | 48272.2442 | 25449.8279 | 15.1486 | 7.9866 | 45085.661 | 22263.2447
re-hp-dcv-v3 | cz12 | PG&E | -11012.4993 | 1569.2771 | 7.02 | 1.58% | 1735.6041 | 41919.451 | 25626.6822 | 24.1527 | 14.7653 | 40183.847 | 23891.0782
re-hp-dcv-v3 | cz12-2 | SMUD | -11012.4993 | 1569.2771 | 7.02 | 1.58% | 1735.6041 | 80772.4619 | 25626.6822 | 46.5385 | 14.7653 | 79036.8579 | 23891.0782
re-hp-dcv-v3 | cz13 | PG&E | -8841.5833 | 1282.6423 | 5.72 | 1.263% | 1735.6041 | 31607.273 | 22426.1103 | 18.2111 | 12.9212 | 29871.669 | 20690.5062
re-hp-dcv-v3 | cz14 | SDG&E | -11761.9411 | 1572.5203 | 6.77 | 1.23% | 1673.1847 | 13392.4492 | 21419.0232 | 8.0042 | 12.8013 | 11719.2644 | 19745.8385
re-hp-dcv-v3 | cz14-2 | SCE | -11761.9411 | 1572.5203 | 6.77 | 1.23% | 1673.1847 | 41361.3724 | 21419.0232 | 24.7201 | 12.8013 | 39688.1877 | 19745.8385
re-hp-dcv-v3 | cz15 | SCE | -2700.6697 | 361.8384 | 1.52 | 0.2286% | 11036.1911 | 10205.8808 | 4578.5618 | 0.92476 | 0.41487 | -830.3104 | -6457.6293
re-hp-dcv-v3 | cz16 | PG&E | -25110.6191 | 2738.7202 | 11.8 | 0.1623% | 11081.9844 | 18204.8892 | 2640.5333 | 1.6427 | 0.23827 | 7122.9047 | -8441.4512
Package | CZ | IOU territory | Annual Elec Savings (kWh) | Annual Gas Savings (therms) | Annual GHG savings (tons) | Eff LSC Margin | Lifecycle Incremental Package Cost | Lifecycle Energy Cost Savings | Lifecycle $LSC Savings | B/C Ratio (On-bill) | B/C Ratio (LSC) | NPV (On-bill) | NPV (LSC)
re-hp-10-v1 | cz01 | PG&E | -19558 | 2758 | 12.7 | 2.042% | 3063 | 64939 | 32733 | 21.2 | 10.7 | 61876 | 29670
re-hp-10-v1 | cz02 | PG&E | 0 | 0 | 0 | 0% | 0 | 0 | 0 | 0 | 0 | 0 | 0
re-hp-10-v1 | cz03 | PG&E | -7447 | 1170 | 5.4 | 1% | 1061 | 39821 | 18042 | 37.5 | 17 | 38760 | 16980
re-hp-10-v1 | cz04 | PG&E | 0 | 0 | 0 | 0% | 0 | 0 | 0 | 0 | 0 | 0 | 0
re-hp-10-v1 | cz04-2 | CPAU | 0 | 0 | 0 | 0% | 0 | 0 | 0 | 0 | 0 | 0 | 0
re-hp-10-v1 | cz05 | PG&E | -7127.8342 | 1076.2797 | 4.94 | 1.178% | 1021.9518 | 34589.0773 | 17523.3155 | 33.8461 | 17.1469 | 33567.1256 | 16501.3638
re-hp-10-v1 | cz05-2 | SCG | -7127.8342 | 1076.2797 | 4.94 | 1.178% | 1021.9518 | 8709.52 | 17523.3155 | 8.5224 | 17.1469 | 7687.5682 | 16501.3638
re-hp-10-v1 | cz06 | SCE | -3243.7544 | 527.015 | 2.4 | 0.7596% | 324.2668 | 18292.8287 | 11510.2687 | 56.4129 | 35.4963 | 17968.5619 | 11186.0019
re-hp-10-v1 | cz07 | SDG&E | -2668.6464 | 435.3725 | 1.99 | 0.6359% | 1059.0174 | 9017.3662 | 10554.7641 | 8.5148 | 9.9666 | 7958.3489 | 9495.7467
re-hp-10-v1 | cz08 | SCE | 0 | 0 | 0 | 0% | 0 | 0 | 0 | 0 | 0 | 0 | 0
re-hp-10-v1 | cz09 | SCE | 0 | 0 | 0 | 0% | 0 | 0 | 0 | 0 | 0 | 0 | 0
re-hp-10-v1 | cz10 | SDG&E | 0 | 0 | 0 | 0% | 0 | 0 | 0 | 0 | 0 | 0 | 0
re-hp-10-v1 | cz10-2 | SCE | 0 | 0 | 0 | 0% | 0 | 0 | 0 | 0 | 0 | 0 | 0
re-hp-10-v1 | cz11 | PG&E | 0 | 0 | 0 | 0% | 0 | 0 | 0 | 0 | 0 | 0 | 0
re-hp-10-v1 | cz12 | PG&E | 0 | 0 | 0 | 0% | 0 | 0 | 0 | 0 | 0 | 0 | 0
re-hp-10-v1 | cz12-2 | SMUD | 0 | 0 | 0 | 0% | 0 | 0 | 0 | 0 | 0 | 0 | 0
re-hp-10-v1 | cz13 | PG&E | 0 | 0 | 0 | 0% | 0 | 0 | 0 | 0 | 0 | 0 | 0
re-hp-10-v1 | cz14 | SDG&E | 0 | 0 | 0 | 0% | 0 | 0 | 0 | 0 | 0 | 0 | 0
re-hp-10-v1 | cz14-2 | SCE | 0 | 0 | 0 | 0% | 0 | 0 | 0 | 0 | 0 | 0 | 0
re-hp-10-v1 | cz15 | SCE | 0 | 0 | 0 | 0% | 0 | 0 | 0 | 0 | 0 | 0 | 0
re-hp-10-v1 | cz16 | PG&E | 0 | 0 | 0 | 0% | 0 | 0 | 0 | 0 | 0 | 0 | 0
Package | CZ | IOU territory | Annual Elec Savings (kWh) | Annual Gas Savings (therms) | Annual GHG savings (tons) | Eff LSC Margin | Lifecycle Incremental Package Cost | Lifecycle Energy Cost Savings | Lifecycle $LSC Savings | B/C Ratio (On-bill) | B/C Ratio (LSC) | NPV (On-bill) | NPV (LSC)
re-hp-10-v2 | cz01 | PG&E | -14738.366 | 2126.0045 | 9.89 | 2.061% | 975.8372 | 53983.5131 | 28613.5552 | 55.3202 | 29.3221 | 53007.6759 | 27637.718
re-hp-10-v2 | cz02 | PG&E | -6672.302 | 966.8709 | 4.42 | 0.7922% | 1020.8927 | 28187.9331 | 12549.2878 | 27.6111 | 12.2925 | 27167.0404 | 11528.3951
re-hp-10-v2 | cz03 | PG&E | -7312.362 | 1144.5212 | 5.25 | 1.191% | 2448.9497 | 35505.9055 | 16771.6847 | 14.4984 | 6.8485 | 33056.9558 | 14322.735
re-hp-10-v2 | cz04 | PG&E | -6481.4033 | 916.5051 | 4.15 | 0.907% | 1057.9583 | 30113.7562 | 15015.423 | 28.464 | 14.1928 | 29055.7978 | 13957.4647
re-hp-10-v2 | cz04-2 | CPAU | -6481.4033 | 916.5051 | 4.15 | 0.907% | 1057.9583 | 38596.4124 | 15015.423 | 36.482 | 14.1928 | 37538.454 | 13957.4647
re-hp-10-v2 | cz05 | PG&E | -4925.8653 | 756.4168 | 3.51 | 0.9395% | 314.6159 | 22833.026 | 13273.8992 | 72.5743 | 42.1908 | 22518.4101 | 12959.2833
re-hp-10-v2 | cz05-2 | SCG | -4925.8653 | 756.4168 | 3.51 | 0.9395% | 314.6159 | 9142.8349 | 13273.8992 | 29.0603 | 42.1908 | 8828.219 | 12959.2833
re-hp-10-v2 | cz06 | SCE | -2063.0925 | 335.7048 | 1.52 | 0.5034% | 313.3118 | 11733.1189 | 7415.5999 | 37.4487 | 23.6684 | 11419.8071 | 7102.2881
re-hp-10-v2 | cz07 | SDG&E | -1695.7088 | 277.8427 | 1.27 | 0.437% | 337.4264 | 5870.1913 | 6897.3185 | 17.397 | 20.441 | 5532.7649 | 6559.8921
re-hp-10-v2 | cz08 | SCE | -2105.0231 | 343.9229 | 1.54 | 0.457% | 1057.9583 | 12235.0691 | 7730.0076 | 11.5648 | 7.3065 | 11177.1108 | 6672.0492
re-hp-10-v2 | cz09 | SCE | -2711.8899 | 434.5717 | 1.94 | 0.557% | 1021.9518 | 15288.1808 | 9456.7935 | 14.9598 | 9.2537 | 14266.229 | 8434.8417
re-hp-10-v2 | cz10 | SDG&E | -2734.8061 | 433.5943 | 1.95 | 0.5373% | 1057.9583 | 9061.3967 | 9419.9488 | 8.565 | 8.9039 | 8003.4384 | 8361.9905
re-hp-10-v2 | cz10-2 | SCE | -2734.8061 | 433.5943 | 1.95 | 0.5373% | 1057.9583 | 15109.5839 | 9419.9488 | 14.2818 | 8.9039 | 14051.6256 | 8361.9905
re-hp-10-v2 | cz11 | PG&E | -3870.6971 | 508.7476 | 2.12 | 0.2562% | 2124.3888 | 17053.301 | 4630.1443 | 8.0274 | 2.1795 | 14928.9122 | 2505.7555
re-hp-10-v2 | cz12 | PG&E | -9567.9026 | 1346.5144 | 5.97 | 1.239% | 3180.2291 | 33845.0964 | 20701.7807 | 10.6423 | 6.5095 | 30664.8672 | 17521.5516
re-hp-10-v2 | cz12-2 | SMUD | -9567.9026 | 1346.5144 | 5.97 | 1.239% | 3180.2291 | 69332.4066 | 20701.7807 | 21.8011 | 6.5095 | 66152.1774 | 17521.5516
re-hp-10-v2 | cz13 | PG&E | -2535.8659 | 337.2149 | 1.42 | 0.1901% | 2120.1528 | 7164.3805 | 3424.0961 | 3.3792 | 1.615 | 5044.2277 | 1303.9434
re-hp-10-v2 | cz14 | SDG&E | -2923.785 | 353.7194 | 1.43 | 0.09092% | 2043.9035 | 4252.2174 | 1667.8345 | 2.0804 | 0.816 | 2208.3139 | -376.069
re-hp-10-v2 | cz14-2 | SCE | -2923.785 | 353.7194 | 1.43 | 0.09092% | 2043.9035 | 7839.0679 | 1667.8345 | 3.8353 | 0.816 | 5795.1644 | -376.069
re-hp-10-v2 | cz15 | SCE | 0 | 0 | 0 | 0% | 0 | 0 | 0 | 0 | 0 | 0 | 0
re-hp-10-v2 | cz16 | PG&E | -14286.9302 | 1635.8912 | 7.19 | 0.4525% | 1025.1288 | 27150.0963 | 7580.1727 | 26.4846 | 7.3944 | 26124.9675 | 6555.0439
Package | CZ | IOU territory | Annual Elec Savings (kWh) | Annual Gas Savings (therms) | Annual GHG savings (tons) | Eff LSC Margin | Lifecycle Incremental Package Cost | Lifecycle Energy Cost Savings | Lifecycle $LSC Savings | B/C Ratio (On-bill) | B/C Ratio (LSC) | NPV (On-bill) | NPV (LSC)
re-hp-10-v3 | cz01 | PG&E | -16934.7497 | 2360.5864 | 11 | 2.051% | 953.8589 | 52350.9706 | 28714.2639 | 54.8834 | 30.1033 | 51397.1117 | 27760.405
re-hp-10-v3 | cz02 | PG&E | -11992.5437 | 1695.2851 | 7.69 | 1.293% | 975.8372 | 47338.4949 | 19660.3052 | 48.5106 | 20.1471 | 46362.6577 | 18684.4681
re-hp-10-v3 | cz03 | PG&E | -9094.378 | 1409.9492 | 6.52 | 1.51% | 1002.8815 | 43039.3542 | 20650.1982 | 42.9157 | 20.5909 | 42036.4727 | 19647.3167
re-hp-10-v3 | cz04 | PG&E | -11590.8602 | 1598.8016 | 7.18 | 1.473% | 3173.875 | 46326.7758 | 23135.9839 | 14.5963 | 7.2895 | 43152.9007 | 19962.1089
re-hp-10-v3 | cz04-2 | CPAU | -11590.8602 | 1598.8016 | 7.18 | 1.473% | 3173.875 | 65797.6129 | 23135.9839 | 20.731 | 7.2895 | 62623.7379 | 19962.1089
re-hp-10-v3 | cz05 | PG&E | -8882.8083 | 1332.1758 | 6.15 | 1.578% | 976.8495 | 41058.2017 | 21573.7707 | 42.0312 | 22.0851 | 40081.3522 | 20596.9213
re-hp-10-v3 | cz05-2 | SCG | -8882.8083 | 1332.1758 | 6.15 | 1.578% | 976.8495 | 13906.7442 | 21573.7707 | 14.2363 | 22.0851 | 12929.8947 | 20596.9213
re-hp-10-v3 | cz06 | SCE | -3741.2839 | 599.7598 | 2.73 | 0.9152% | 961.8454 | 20594.5344 | 12740.88 | 21.4115 | 13.2463 | 19632.689 | 11779.0346
re-hp-10-v3 | cz07 | SDG&E | -3086.2986 | 498.4054 | 2.29 | 0.817% | 1000.8797 | 10530.2688 | 12171.016 | 10.521 | 12.1603 | 9529.3891 | 11170.1364
re-hp-10-v3 | cz08 | SCE | -3792.6125 | 607.952 | 2.73 | 0.8158% | 2453.0057 | 21235.4402 | 12984.0547 | 8.6569 | 5.2931 | 18782.4345 | 10531.049
re-hp-10-v3 | cz09 | SCE | -4934.3241 | 774.0498 | 3.46 | 0.9779% | 2369.52 | 26199.1001 | 15717.9277 | 11.0567 | 6.6334 | 23829.5801 | 13348.4077
re-hp-10-v3 | cz10 | SDG&E | -4289.8702 | 667.0499 | 3 | 0.8393% | 1011.267 | 13927.5232 | 13765.1612 | 13.7724 | 13.6118 | 12916.2562 | 12753.8943
re-hp-10-v3 | cz10-2 | SCE | -4289.8702 | 667.0499 | 3 | 0.8393% | 1011.267 | 22834.4297 | 13765.1612 | 22.58 | 13.6118 | 21823.1627 | 12753.8943
re-hp-10-v3 | cz11 | PG&E | -12197.6798 | 1710.6435 | 7.5 | 1.438% | 3186.5832 | 48272.2442 | 25449.8279 | 15.1486 | 7.9866 | 45085.661 | 22263.2447
re-hp-10-v3 | cz12 | PG&E | -11012.4993 | 1569.2771 | 7.02 | 1.58% | 1735.6041 | 41919.451 | 25626.6822 | 24.1527 | 14.7653 | 40183.847 | 23891.0782
re-hp-10-v3 | cz12-2 | SMUD | -11012.4993 | 1569.2771 | 7.02 | 1.58% | 1735.6041 | 80772.4619 | 25626.6822 | 46.5385 | 14.7653 | 79036.8579 | 23891.0782
re-hp-10-v3 | cz13 | PG&E | -8841.5833 | 1282.6423 | 5.72 | 1.263% | 1735.6041 | 31607.273 | 22426.1103 | 18.2111 | 12.9212 | 29871.669 | 20690.5062
re-hp-10-v3 | cz14 | SDG&E | -11761.9411 | 1572.5203 | 6.77 | 1.23% | 1673.1847 | 13392.4492 | 21419.0232 | 8.0042 | 12.8013 | 11719.2644 | 19745.8385
re-hp-10-v3 | cz14-2 | SCE | -11761.9411 | 1572.5203 | 6.77 | 1.23% | 1673.1847 | 41361.3724 | 21419.0232 | 24.7201 | 12.8013 | 39688.1877 | 19745.8385
re-hp-10-v3 | cz15 | SCE | -564.5162 | 86.7051 | 0.35 | 0.05745% | 2041.7855 | 2952.9142 | 1152.0094 | 1.4462 | 0.56422 | 911.1287 | -889.7761
re-hp-10-v3 | cz16 | PG&E | -9103.5469 | 958.2975 | 3.99 | -0.2006% | 2050.2576 | 8196.4918 | -3261.9797 | 3.9978 | -1.591 | 6146.2342 | -5312.2373
Package | CZ | IOU territory | Annual Elec Savings (kWh) | Annual Gas Savings (therms) | Annual GHG savings (tons) | Eff LSC Margin | Lifecycle Incremental Package Cost | Lifecycle Energy Cost Savings | Lifecycle $LSC Savings | B/C Ratio (On-bill) | B/C Ratio (LSC) | NPV (On-bill) | NPV (LSC)
re-coolroof-v1 | cz01 | SCE | 0 | 0 | 0 | 0% | 0 | 0 | 0 | 0 | 0 | 0 | 0
re-coolroof-v1 | cz02 | PG&E | 1851.5266 | -81.7302 | -0.7 | -0.2433% | 1216.5311 | 22118.0195 | -4639.9696 | 18.1812 | -3.8141 | 20901.4884 | -5856.5007
re-coolroof-v1 | cz03 | SCE | 0 | 0 | 0 | 0% | 0 | 0 | 0 | 0 | 0 | 0 | 0
re-coolroof-v1 | cz04 | PG&E | 2849.5612 | -73.5845 | -0.62 | 0.05699% | 1260.6997 | 30446.2792 | 1176.5725 | 24.1503 | 0.93327 | 29185.5794 | -84.1272
re-coolroof-v1 | cz04-2 | CPAU | 2849.5612 | -73.5845 | -0.62 | 0.05699% | 1260.6997 | 12047.279 | 1176.5725 | 9.556 | 0.93327 | 10786.5793 | -84.1272
re-coolroof-v1 | cz05 | PG&E | 2382.7606 | -16.455 | -0.22 | 0.2662% | 1217.793 | 28860.5422 | 4426.2706 | 23.6991 | 3.6347 | 27642.7491 | 3208.4776
re-coolroof-v1 | cz05-2 | SCG | 2382.7606 | -16.455 | -0.22 | 0.2662% | 1217.793 | 29535.7866 | 4426.2706 | 24.2535 | 3.6347 | 28317.9936 | 3208.4776
re-coolroof-v1 | cz06 | SCE | 5933.6912 | 0.34788 | 0.1 | 1.424% | 1212.7452 | 47013.314 | 24157.8088 | 38.766 | 19.9199 | 45800.5688 | 22945.0637
re-coolroof-v1 | cz07 | SDG&E | 5749.8138 | 5.7665 | 0.13 | 1.317% | 1261.9617 | 58093.2319 | 24256.0612 | 46.0341 | 19.2209 | 56831.2702 | 22994.0996
re-coolroof-v1 | cz08 | SCE | 6638.1713 | 5.9966 | 0.1 | 1.312% | 1260.6997 | 48053.1837 | 26611.6625 | 38.1163 | 21.1086 | 46792.484 | 25350.9628
re-coolroof-v1 | cz09 | SCE | 5900.2322 | -7.0049 | -0.03 | 1.077% | 1217.793 | 140349.2932 | 21966.7803 | 115.2489 | 18.0382 | 139131.5001 | 20748.9873
re-coolroof-v1 | cz10 | SDG&E | 6006.0809 | -1.3592 | -0.02 | 1.034% | 1260.6997 | 61659.9489 | 22082.2269 | 48.9093 | 17.5158 | 60399.2492 | 20821.5272
re-coolroof-v1 | cz10-2 | SCE | 6006.0809 | -1.3592 | -0.02 | 1.034% | 1260.6997 | 43646.5686 | 22082.2269 | 34.6209 | 17.5158 | 42385.8689 | 20821.5272
re-coolroof-v1 | cz11 | PG&E | 3680.66 | -83.3353 | -0.63 | 0.2223% | 1265.7476 | 32468.3453 | 4961.7462 | 25.6515 | 3.92 | 31202.5977 | 3695.9986
re-coolroof-v1 | cz12 | PG&E | 3352.8207 | -87.4628 | -0.67 | 0.1663% | 1263.2237 | 30109.5261 | 3374.9699 | 23.8355 | 2.6717 | 28846.3025 | 2111.7463
re-coolroof-v1 | cz12-2 | SMUD | 3352.8207 | -87.4628 | -0.67 | 0.1663% | 1263.2237 | 11841.369 | 3374.9699 | 9.3739 | 2.6717 | 10578.1453 | 2111.7463
re-coolroof-v1 | cz13 | PG&E | 4252.9002 | -78.7793 | -0.61 | 0.3367% | 1263.2237 | 34499.6094 | 7589.9979 | 27.3108 | 6.0084 | 33236.3857 | 6326.7742
re-coolroof-v1 | cz14 | SDG&E | 3657.2383 | -73.9885 | -0.6 | 0.2472% | 1217.793 | 44569.871 | 5551.2606 | 36.5989 | 4.5585 | 43352.078 | 4333.4676
re-coolroof-v1 | cz14-2 | SCE | 3657.2383 | -73.9885 | -0.6 | 0.2472% | 1217.793 | 32963.3185 | 5551.2606 | 27.0681 | 4.5585 | 31745.5254 | 4333.4676
re-coolroof-v1 | cz15 | SCE | 7658.6029 | 3.6685 | 0.04 | 1.049% | 1216.5311 | 51035.5707 | 29082.7104 | 41.9517 | 23.9063 | 49819.0396 | 27866.1793
re-coolroof-v1 | cz16 | PG&E | 468.9941 | -224.7536 | -1.46 | -0.8204% | 1221.5789 | -783.6198 | -16943.6264 | -0.64148 | -13.8703 | -2005.1987 | -18165.2053
Package | CZ | IOU territory | Annual Elec Savings (kWh) | Annual Gas Savings (therms) | Annual GHG savings (tons) | Eff LSC Margin | Lifecycle Incremental Package Cost | Lifecycle Energy Cost Savings | Lifecycle $LSC Savings | B/C Ratio (On-bill) | B/C Ratio (LSC) | NPV (On-bill) | NPV (LSC)
re-coolroof-v2 | cz01 | SCE | 0 | 0 | 0 | 0% | 0 | 0 | 0 | 0 | 0 | 0 | 0
re-coolroof-v2 | cz02 | PG&E | 935.3095 | -8.6975 | -0.28 | -0.1756% | 1216.5311 | 17230.6278 | -2979.504 | 14.1637 | -2.4492 | 16014.0967 | -4196.0351
re-coolroof-v2 | cz03 | SCE | 0 | 0 | 0 | 0% | 0 | 0 | 0 | 0 | 0 | 0 | 0
re-coolroof-v2 | cz04 | PG&E | 1719.1927 | -8.7259 | -0.28 | 0.0461% | 1260.6997 | 23489.8765 | 835.1454 | 18.6324 | 0.66245 | 22229.1768 | -425.5543
re-coolroof-v2 | cz04-2 | CPAU | 1719.1927 | -8.7259 | -0.28 | 0.0461% | 1260.6997 | 10433.3575 | 835.1454 | 8.2758 | 0.66245 | 9172.6578 | -425.5543
re-coolroof-v2 | cz05 | PG&E | 1332.501 | 36.6498 | 0.06 | 0.237% | 1217.793 | 21971.248 | 3623.0572 | 18.0419 | 2.9751 | 20753.455 | 2405.2642
re-coolroof-v2 | cz05-2 | SCG | 1332.501 | 36.6498 | 0.06 | 0.237% | 1217.793 | 21389.3981 | 3623.0572 | 17.5641 | 2.9751 | 20171.605 | 2405.2642
re-coolroof-v2 | cz06 | SCE | 4668.3761 | 16.4387 | 0.16 | 1.246% | 1212.7452 | 38957.6467 | 19675.0431 | 32.1235 | 16.2236 | 37744.9015 | 18462.2979
re-coolroof-v2 | cz07 | SDG&E | 4634.5776 | 19.4732 | 0.19 | 1.186% | 1261.9617 | 48019.8318 | 20104.8974 | 38.0517 | 15.9315 | 46757.8701 | 18842.9357
re-coolroof-v2 | cz08 | SCE | 5405.576 | 19.372 | 0.12 | 1.21% | 1260.6997 | 39924.2403 | 22035.557 | 31.6683 | 17.4788 | 38663.5405 | 20774.8573
re-coolroof-v2 | cz09 | SCE | 4779.9019 | 6.946 | 0.02 | 0.9882% | 1217.793 | 35865.838 | 18083.3542 | 29.4515 | 14.8493 | 34648.045 | 16865.5612
re-coolroof-v2 | cz10 | SDG&E | 4895.0742 | 12.5758 | 0.03 | 0.967% | 1260.6997 | 51049.0404 | 18365.8299 | 40.4926 | 14.568 | 49788.3406 | 17105.1301
re-coolroof-v2 | cz10-2 | SCE | 4895.0742 | 12.5758 | 0.03 | 0.967% | 1260.6997 | 36981.3382 | 18365.8299 | 29.334 | 14.568 | 35720.6385 | 17105.1301
re-coolroof-v2 | cz11 | PG&E | 2200.8542 | -11.1612 | -0.26 | 0.1669% | 1265.7476 | 24127.9516 | 3205.4845 | 19.0622 | 2.5325 | 22862.204 | 1939.737
re-coolroof-v2 | cz12 | PG&E | 2082.4166 | -12.3144 | -0.25 | 0.1661% | 1263.2237 | 19852.255 | 2927.9215 | 15.7156 | 2.3178 | 18589.0314 | 1664.6979
re-coolroof-v2 | cz12-2 | SMUD | 2082.4166 | -12.3144 | -0.25 | 0.1661% | 1263.2237 | 10875.8978 | 2927.9215 | 8.6096 | 2.3178 | 9612.6742 | 1664.6979
re-coolroof-v2 | cz13 | PG&E | 2679.4037 | -22.6619 | -0.29 | 0.2553% | 1263.2237 | 24616.3558 | 4910.1637 | 19.4869 | 3.887 | 23353.1322 | 3646.94
re-coolroof-v2 | cz14 | SDG&E | 2174.3152 | -18.0336 | -0.32 | 0.1487% | 1217.793 | 33013.9225 | 2849.3196 | 27.1096 | 2.3397 | 31796.1295 | 1631.5266
re-coolroof-v2 | cz14-2 | SCE | 2174.3152 | -18.0336 | -0.32 | 0.1487% | 1217.793 | 23997.3409 | 2849.3196 | 19.7056 | 2.3397 | 22779.5479 | 1631.5266
re-coolroof-v2 | cz15 | SCE | 5102.5577 | 18.3534 | 0.1 | 0.8729% | 1216.5311 | 35563.8615 | 19675.0431 | 29.2338 | 16.1731 | 34347.3304 | 18458.512
re-coolroof-v2 | cz16 | PG&E | -236.9475 | -141.1855 | -1.01 | -0.8453% | 1221.5789 | -2443.0339 | -15165.2579 | -1.9999 | -12.4145 | -3664.6128 | -16386.8369
Package | CZ | IOU territory | Annual Elec Savings (kWh) | Annual Gas Savings (therms) | Annual GHG savings (tons) | Eff LSC Margin | Lifecycle Incremental Package Cost | Lifecycle Energy Cost Savings | Lifecycle $LSC Savings | B/C Ratio (On-bill) | B/C Ratio (LSC) | NPV (On-bill) | NPV (LSC)
re-coolroof-v3 | cz01 | SCE | 0 | 0 | 0 | 0% | 0 | 0 | 0 | 0 | 0 | 0 | 0
re-coolroof-v3 | cz02 | PG&E | 668.0856 | -7.8586 | -0.24 | -0.2045% | 1216.5311 | 13021.9256 | -3195.6593 | 10.7041 | -2.6269 | 11805.3945 | -4412.1904
re-coolroof-v3 | cz03 | SCE | 0 | 0 | 0 | 0% | 0 | 0 | 0 | 0 | 0 | 0 | 0
re-coolroof-v3 | cz04 | PG&E | 1457.3875 | -19.2039 | -0.28 | 0.001031% | 1260.6997 | 18262.6463 | 17.1942 | 14.4861 | 0.013639 | 17001.9465 | -1243.5056
re-coolroof-v3 | cz04-2 | CPAU | 1457.3875 | -19.2039 | -0.28 | 0.001031% | 1260.6997 | 7940.8782 | 17.1942 | 6.2988 | 0.013639 | 6680.1784 | -1243.5056
re-coolroof-v3 | cz05 | PG&E | 1025.1676 | 40.298 | 0.09 | 0.2104% | 1217.793 | 18269.4267 | 3026.1739 | 15.0021 | 2.485 | 17051.6337 | 1808.3809
re-coolroof-v3 | cz05-2 | SCG | 1025.1676 | 40.298 | 0.09 | 0.2104% | 1217.793 | 17759.2195 | 3026.1739 | 14.5831 | 2.485 | 16541.4265 | 1808.3809
re-coolroof-v3 | cz06 | SCE | 3893.5809 | 18.773 | 0.15 | 1.155% | 1212.7452 | 32379.3159 | 16693.0828 | 26.6992 | 13.7647 | 31166.5707 | 15480.3376
re-coolroof-v3 | cz07 | SDG&E | 3882.8196 | 22.0038 | 0.18 | 1.116% | 1261.9617 | 40736.3719 | 17240.8399 | 32.2802 | 13.6619 | 39474.4102 | 15978.8782
re-coolroof-v3 | cz08 | SCE | 4519.9206 | 17.3951 | 0.11 | 1.131% | 1260.6997 | 33376.7301 | 18540.2279 | 26.4748 | 14.7063 | 32116.0304 | 17279.5281
re-coolroof-v3 | cz09 | SCE | 4029.1457 | 6.1999 | 0.03 | 0.9214% | 1217.793 | 29441.3196 | 15251.2288 | 24.176 | 12.5237 | 28223.5265 | 14033.4358
re-coolroof-v3 | cz10 | SDG&E | 3127.5243 | 30.0748 | 0.12 | 0.7466% | 1260.6997 | 34410.9857 | 12507.5305 | 27.2951 | 9.9211 | 33150.286 | 11246.8308
re-coolroof-v3 | cz10-2 | SCE | 3127.5243 | 30.0748 | 0.12 | 0.7466% | 1260.6997 | 24942.9158 | 12507.5305 | 19.785 | 9.9211 | 23682.216 | 11246.8308
re-coolroof-v3 | cz11 | PG&E | 1655.584 | -18.6748 | -0.27 | 0.06574% | 1265.7476 | 17927.1851 | 1169.2036 | 14.1633 | 0.92373 | 16661.4375 | -96.544
re-coolroof-v3 | cz12 | PG&E | 1600.8205 | -20.5588 | -0.28 | 0.06476% | 1263.2237 | 17343.4945 | 1063.5822 | 13.7296 | 0.84196 | 16080.2708 | -199.6414
re-coolroof-v3 | cz12-2 | SMUD | 1600.8205 | -20.5588 | -0.28 | 0.06476% | 1263.2237 | 7685.7859 | 1063.5822 | 6.0843 | 0.84196 | 6422.5623 | -199.6414
re-coolroof-v3 | cz13 | PG&E | 1969.5967 | -26.7871 | -0.31 | 0.1115% | 1263.2237 | 17886.5144 | 1982.2422 | 14.1594 | 1.5692 | 16623.2908 | 719.0185
re-coolroof-v3 | cz14 | SDG&E | 1855.7404 | -26.8255 | -0.31 | 0.1241% | 1217.793 | 25094.3054 | 2178.747 | 20.6064 | 1.7891 | 23876.5123 | 960.9539
re-coolroof-v3 | cz14-2 | SCE | 1855.7404 | -26.8255 | -0.31 | 0.1241% | 1217.793 | 18020.5693 | 2178.747 | 14.7977 | 1.7891 | 16802.7762 | 960.9539
re-coolroof-v3 | cz15 | SCE | 4018.2966 | 21.6055 | 0.12 | 0.7932% | 1216.5311 | 23595.7157 | 16015.1412 | 19.3959 | 13.1646 | 22379.1847 | 14798.6101
re-coolroof-v3 | cz16 | PG&E | -396.2471 | -155.3154 | -1.07 | -0.9392% | 1221.5789 | -6326.5095 | -15993.0344 | -5.179 | -13.0921 | -7548.0884 | -17214.6133
Package | CZ | IOU territory | Annual Elec Savings (kWh) | Annual Gas Savings (therms) | Annual GHG savings (tons) | Eff LSC Margin | Lifecycle Incremental Package Cost | Lifecycle Energy Cost Savings | Lifecycle $LSC Savings | B/C Ratio (On-bill) | B/C Ratio (LSC) | NPV (On-bill) | NPV (LSC)
re-windowfilm-v1 | cz01 | PG&E | 1204.9441 | -105.0376 | -0.6 | -0.1368% | 9180.4237 | 6319.7852 | -2237.6984 | 0.6884 | -0.24375 | -2860.6384 | -11418.1221
re-windowfilm-v1 | cz02 | PG&E | 1927.5128 | -123.3281 | -0.74 | -0.09412% | 12319.4589 | 16952.1941 | -1810.3005 | 1.3761 | -0.14695 | 4632.7352 | -14129.7594
re-windowfilm-v1 | cz03 | PG&E | 4239.0382 | -104.4777 | -0.44 | 0.6816% | 14541.0969 | 30423.1848 | 11716.5987 | 2.0922 | 0.80576 | 15882.088 | -2824.4982
re-windowfilm-v1 | cz04 | PG&E | 2249.6712 | -116.4045 | -0.71 | 0.03144% | 12955.802 | 18957.7287 | 663.2037 | 1.4633 | 0.05119 | 6001.9267 | -12292.5983
re-windowfilm-v1 | cz04-2 | CPAU | 2249.6712 | -116.4045 | -0.71 | 0.03144% | 12955.802 | 4086.5473 | 663.2037 | 0.31542 | 0.05119 | -8869.2547 | -12292.5983
re-windowfilm-v1 | cz05 | PG&E | 1942.419 | -98.3121 | -0.57 | 0.05374% | 10321.9697 | 17408.9376 | 899.0095 | 1.6866 | 0.087097 | 7086.9678 | -9422.9603
re-windowfilm-v1 | cz05-2 | SCG | 1942.419 | -98.3121 | -0.57 | 0.05374% | 10321.9697 | 19539.215 | 899.0095 | 1.893 | 0.087097 | 9217.2453 | -9422.9603
re-windowfilm-v1 | cz06 | SCE | 3557.2928 | -41.3536 | -0.13 | 0.7793% | 10316.4996 | 26428.6717 | 13408.9963 | 2.5618 | 1.2998 | 16112.1721 | 3092.4967
re-windowfilm-v1 | cz07 | SDG&E | 3288.9578 | -35.7977 | -0.07 | 0.7807% | 9153.5619 | 39599.695 | 14568.3746 | 4.3262 | 1.5916 | 30446.1331 | 5414.8127
re-windowfilm-v1 | cz08 | SCE | 3977.1185 | -40.1988 | -0.09 | 0.7446% | 9243.5313 | 125548.5798 | 15386.3258 | 13.5823 | 1.6646 | 116305.0485 | 6142.7946
re-windowfilm-v1 | cz09 | SCE | 3900.6457 | -49.8803 | -0.18 | 0.6871% | 10407.8564 | 27044.4228 | 14251.5106 | 2.5985 | 1.3693 | 16636.5664 | 3843.6542
re-windowfilm-v1 | cz10 | SDG&E | 4044.5769 | -51.1035 | -0.16 | 0.6797% | 10323.145 | 46138.0977 | 14786.9862 | 4.4694 | 1.4324 | 35814.9528 | 4463.8412
re-windowfilm-v1 | cz10-2 | SCE | 4044.5769 | -51.1035 | -0.16 | 0.6797% | 10323.145 | 27331.5901 | 14786.9862 | 2.6476 | 1.4324 | 17008.4451 | 4463.8412
re-windowfilm-v1 | cz11 | PG&E | 1744.4131 | -57.0428 | -0.32 | 0.1589% | 9888.254 | 13599.333 | 3610.7757 | 1.3753 | 0.36516 | 3711.079 | -6277.4783
re-windowfilm-v1 | cz12 | PG&E | 1401.4602 | -58.3767 | -0.34 | 0.06375% | 10052.7172 | 10863.5119 | 1314.1258 | 1.0807 | 0.13072 | 810.7947 | -8738.5914
re-windowfilm-v1 | cz12-2 | SMUD | 1401.4602 | -58.3767 | -0.34 | 0.06375% | 10052.7172 | 1480.3454 | 1314.1258 | 0.14726 | 0.13072 | -8572.3718 | -8738.5914
re-windowfilm-v1 | cz13 | PG&E | 1909.8668 | -46.2389 | -0.22 | 0.2406% | 9704.7675 | 14446.06 | 5526.6975 | 1.4886 | 0.56948 | 4741.2926 | -4178.07
re-windowfilm-v1 | cz14 | SDG&E | 1216.598 | -69.0074 | -0.47 | -0.07237% | 10133.6459 | 16373.375 | -1645.7277 | 1.6157 | -0.1624 | 6239.7292 | -11779.3736
re-windowfilm-v1 | cz14-2 | SCE | 1216.598 | -69.0074 | -0.47 | -0.07237% | 10133.6459 | 9589.1016 | -1645.7277 | 0.94626 | -0.1624 | -544.5442 | -11779.3736
re-windowfilm-v1 | cz15 | SCE | 3685.7213 | -15.6822 | 0.08 | 0.6191% | 10276.6286 | 18439.8156 | 17709.9951 | 1.7943 | 1.7233 | 8163.1869 | 7433.3665
re-windowfilm-v1 | cz16 | PG&E | 566.6013 | -104.8133 | -0.65 | -0.2864% | 9836.2964 | 2617.9891 | -5968.8333 | 0.26616 | -0.60682 | -7218.3073 | -15805.1297
Package | CZ | IOU territory | Annual Elec Savings (kWh) | Annual Gas Savings (therms) | Annual GHG savings (tons) | Eff LSC Margin | Lifecycle Incremental Package Cost | Lifecycle Energy Cost Savings | Lifecycle $LSC Savings | B/C Ratio (On-bill) | B/C Ratio (LSC) | NPV (On-bill) | NPV (LSC)
re-windowfilm-v2 | cz01 | PG&E | -52.0102 | -87.5673 | -0.51 | -0.3941% | 9180.4237 | -1158.1271 | -5769.8722 | -0.12615 | -0.6285 | -10338.5508 | -14950.2959
re-windowfilm-v2 | cz02 | PG&E | 2097.7137 | -98.7015 | -0.52 | 0.1159% | 12319.4589 | 17201.0245 | 1979.7859 | 1.3962 | 0.1607 | 4881.5655 | -10339.6731
re-windowfilm-v2 | cz03 | PG&E | 1386.3157 | -77.503 | -0.41 | 0.04726% | 14541.0969 | 11704.4463 | 719.6988 | 0.80492 | 0.049494 | -2836.6505 | -13821.398
re-windowfilm-v2 | cz04 | PG&E | 2513.2011 | -96.279 | -0.49 | 0.2571% | 12955.802 | 19278.9579 | 4696.4647 | 1.4881 | 0.3625 | 6323.1559 | -8259.3373
re-windowfilm-v2 | cz04-2 | CPAU | 2513.2011 | -96.279 | -0.49 | 0.2571% | 12955.802 | 5794.0808 | 4696.4647 | 0.44722 | 0.3625 | -7161.7212 | -8259.3373
re-windowfilm-v2 | cz05 | PG&E | 2037.5986 | -75.8493 | -0.38 | 0.2519% | 10321.9697 | 17357.2519 | 3861.3193 | 1.6816 | 0.37409 | 7035.2822 | -6460.6504
re-windowfilm-v2 | cz05-2 | SCG | 2037.5986 | -75.8493 | -0.38 | 0.2519% | 10321.9697 | 18911.1531 | 3861.3193 | 1.8321 | 0.37409 | 8589.1833 | -6460.6504
re-windowfilm-v2 | cz06 | SCE | 3161.6572 | -29.8129 | -0.05 | 0.7849% | 10316.4996 | 23264.6816 | 12568.9383 | 2.2551 | 1.2183 | 12948.182 | 2252.4386
re-windowfilm-v2 | cz07 | SDG&E | 2894.0697 | -24.7953 | -0.03 | 0.7642% | 9153.5619 | 34142.0242 | 13131.4333 | 3.7299 | 1.4346 | 24988.4623 | 3977.8714
re-windowfilm-v2 | cz08 | SCE | 3632.7147 | -35.6316 | -0.06 | 0.7836% | 9243.5313 | 23589.3922 | 14561.0057 | 2.552 | 1.5753 | 14345.8609 | 5317.4744
re-windowfilm-v2 | cz09 | SCE | 3545.3698 | -39.8553 | -0.09 | 0.7384% | 10407.8564 | 23601.41 | 13747.9671 | 2.2677 | 1.3209 | 13193.5536 | 3340.1106
re-windowfilm-v2 | cz10 | SDG&E | 3632.5763 | -41.0845 | -0.09 | 0.7225% | 10323.145 | 38748.4669 | 13971.4913 | 3.7536 | 1.3534 | 28425.3219 | 3648.3463
re-windowfilm-v2 | cz10-2 | SCE | 3632.5763 | -41.0845 | -0.09 | 0.7225% | 10323.145 | 23422.4591 | 13971.4913 | 2.2689 | 1.3534 | 13099.3142 | 3648.3463
re-windowfilm-v2 | cz11 | PG&E | 1749.3685 | -48.9325 | -0.23 | 0.2378% | 9888.254 | 10029.0044 | 4627.688 | 1.0142 | 0.468 | 140.7504 | -5260.566
re-windowfilm-v2 | cz12 | PG&E | 1493.8309 | -49.6567 | -0.25 | 0.1765% | 10052.7172 | 10971.0145 | 3146.5331 | 1.0913 | 0.313 | 918.2972 | -6906.1841
re-windowfilm-v2 | cz12-2 | SMUD | 1493.8309 | -49.6567 | -0.25 | 0.1765% | 10052.7172 | 1907.1336 | 3146.5331 | 0.18971 | 0.313 | -8145.5836 | -6906.1841
re-windowfilm-v2 | cz13 | PG&E | 1832.1978 | -40.068 | -0.18 | 0.3059% | 9704.7675 | 13573.0118 | 5978.6585 | 1.3986 | 0.61605 | 3868.2444 | -3726.1089
re-windowfilm-v2 | cz14 | SDG&E | 1525.0559 | -60.667 | -0.33 | 0.1049% | 10133.6459 | 16258.9522 | 2028.9121 | 1.6045 | 0.20022 | 6125.3063 | -8104.7338
re-windowfilm-v2 | cz14-2 | SCE | 1525.0559 | -60.667 | -0.33 | 0.1049% | 10133.6459 | 9827.6012 | 2028.9121 | 0.9698 | 0.20022 | -306.0447 | -8104.7338
re-windowfilm-v2 | cz15 | SCE | 3115.3319 | -13.3712 | 0.07 | 0.6099% | 10276.6286 | 16209.0854 | 14025.5301 | 1.5773 | 1.3648 | 5932.4568 | 3748.9015
re-windowfilm-v2 | cz16 | PG&E | 718.7055 | -88.6696 | -0.52 | -0.1977% | 9836.2964 | 4055.7865 | -3571.4747 | 0.41233 | -0.36309 | -5780.51 | -13407.7712
Package | CZ | IOU territory | Annual Elec Savings (kWh) | Annual Gas Savings (therms) | Annual GHG savings (tons) | Eff LSC Margin | Lifecycle Incremental Package Cost | Lifecycle Energy Cost Savings | Lifecycle $LSC Savings | B/C Ratio (On-bill) | B/C Ratio (LSC) | NPV (On-bill) | NPV (LSC)
re-lighting-v1 | cz01 | PG&E | 54260.9575 | -692.4883 | -0.73 | 13.76% | 140507.1143 | 354603.339 | 225305.0347 | 2.5237 | 1.6035 | 214096.2247 | 84797.9204
re-lighting-v1 | cz02 | PG&E | 57886.0615 | -401.4224 | 0.95 | 13.32% | 163186.7209 | 400079.5499 | 256428.9388 | 2.4517 | 1.5714 | 236892.829 | 93242.2179
re-lighting-v1 | cz03 | PG&E | 57647.2821 | -308.5746 | 1.51 | 15.1% | 160924.5949 | 397393.7578 | 259543.5398 | 2.4694 | 1.6128 | 236469.1628 | 98618.9449
re-lighting-v1 | cz04 | PG&E | 59077.9987 | -325.1478 | 1.43 | 12.58% | 161061.5444 | 413715.588 | 262807.9758 | 2.5687 | 1.6317 | 252654.0436 | 101746.4314
re-lighting-v1 | cz04-2 | CPAU | 59077.9987 | -325.1478 | 1.43 | 12.58% | 161061.5444 | 245053.8888 | 262807.9758 | 1.5215 | 1.6317 | 83992.3445 | 101746.4314
re-lighting-v1 | cz05 | PG&E | 57470.3433 | -279.1539 | 1.63 | 15.49% | 140769.1336 | 401473.2302 | 258939.2876 | 2.852 | 1.8395 | 260704.0967 | 118170.154
re-lighting-v1 | cz05-2 | SCG | 57470.3433 | -279.1539 | 1.63 | 15.49% | 140769.1336 | 411415.8855 | 258939.2876 | 2.9226 | 1.8395 | 270646.7519 | 118170.154
re-lighting-v1 | cz06 | SCE | 60542.0859 | -110.2924 | 2.72 | 16.44% | 140424.3001 | 305600.9601 | 282802.3392 | 2.1763 | 2.0139 | 165176.6599 | 142378.0391
re-lighting-v1 | cz07 | SDG&E | 60574.1299 | -94.7304 | 2.86 | 16.12% | 143083.1824 | 436199.9267 | 300875.8682 | 3.0486 | 2.1028 | 293116.7443 | 157792.6858
re-lighting-v1 | cz08 | SCE | 61498.6695 | -112.2942 | 2.76 | 13.95% | 143656.2649 | 401745.4933 | 288157.095 | 2.7966 | 2.0059 | 258089.2284 | 144500.8301
re-lighting-v1 | cz09 | SCE | 61023.4933 | -141.6625 | 2.57 | 13.67% | 140725.1808 | 398461.8437 | 283495.0186 | 2.8315 | 2.0145 | 257736.6629 | 142769.8378
re-lighting-v1 | cz10 | SDG&E | 61732.6387 | -145.6674 | 2.59 | 13.2% | 143656.2649 | 444794.8688 | 286941.2216 | 3.0962 | 1.9974 | 301138.6039 | 143284.9567
re-lighting-v1 | cz10-2 | SCE | 61732.6387 | -145.6674 | 2.59 | 13.2% | 143656.2649 | 400407.2967 | 286941.2216 | 2.7873 | 1.9974 | 256751.0317 | 143284.9567
re-lighting-v1 | cz11 | PG&E | 59995.8736 | -407.0161 | 0.98 | 11.41% | 143649.4765 | 412247.9347 | 259157.8992 | 2.8698 | 1.8041 | 268598.4582 | 115508.4226
re-lighting-v1 | cz12 | PG&E | 59065.9133 | -403.8546 | 0.99 | 12.42% | 144048.4453 | 406858.5561 | 255620.8128 | 2.8245 | 1.7745 | 262810.1108 | 111572.3675
re-lighting-v1 | cz12-2 | SMUD | 59065.9133 | -403.8546 | 0.99 | 12.42% | 144048.4453 | 162053.7129 | 255620.8128 | 1.125 | 1.7745 | 18005.2677 | 111572.3675
re-lighting-v1 | cz13 | PG&E | 61134.7716 | -333.3249 | 1.52 | 11.82% | 143477.0598 | 422764.0546 | 272095.2839 | 2.9466 | 1.8964 | 279286.9948 | 128618.2241
re-lighting-v1 | cz14 | SDG&E | 60047.4382 | -319.5892 | 1.44 | 11.67% | 139802.1736 | 421435.0911 | 265662.2081 | 3.0145 | 1.9003 | 281632.9175 | 125860.0345
re-lighting-v1 | cz14-2 | SCE | 60047.4382 | -319.5892 | 1.44 | 11.67% | 139802.1736 | 292755.1011 | 265662.2081 | 2.0941 | 1.9003 | 152952.9275 | 125860.0345
re-lighting-v1 | cz15 | SCE | 67803.7252 | -76.0453 | 3.41 | 11.42% | 140638.9725 | 325840.2443 | 326640.1038 | 2.3169 | 2.3225 | 185201.2718 | 186001.1313
re-lighting-v1 | cz16 | PG&E | 55780.2375 | -609.7883 | -0.36 | 11.03% | 140632.1841 | 369747.3082 | 229195.8298 | 2.6292 | 1.6298 | 229115.1241 | 88563.6457
Package | CZ | IOU territory | Annual Elec Savings (kWh) | Annual Gas Savings (therms) | Annual GHG savings (tons) | Eff LSC Margin | Lifecycle Incremental Package Cost | Lifecycle Energy Cost Savings | Lifecycle $LSC Savings | B/C Ratio (On-bill) | B/C Ratio (LSC) | NPV (On-bill) | NPV (LSC)
re-lighting-v2 | cz01 | PG&E | 53107.9534 | -669.7862 | -0.6 | 15.21% | 140507.1143 | -37925.887 | 222657.1326 | -0.26992 | 1.5847 | -178433.0013 | 82150.0183
re-lighting-v2 | cz02 | PG&E | 57956.2618 | -380.9262 | 1.13 | 15.15% | 163186.7209 | 397988.0544 | 258899.9866 | 2.4389 | 1.5865 | 234801.3335 | 95713.2657
re-lighting-v2 | cz03 | PG&E | 56201.8544 | -277.9624 | 1.63 | 16.79% | 160924.5949 | 393245.2226 | 255237.6284 | 2.4437 | 1.5861 | 232320.6277 | 94313.0335
re-lighting-v2 | cz04 | PG&E | 59381.6773 | -324.9411 | 1.5 | 14.47% | 161061.5444 | 411682.9921 | 264225.2667 | 2.5561 | 1.6405 | 250621.4478 | 103163.7223
re-lighting-v2 | cz04-2 | CPAU | 59381.6773 | -324.9411 | 1.5 | 14.47% | 161061.5444 | 246086.8185 | 264225.2667 | 1.5279 | 1.6405 | 85025.2742 | 103163.7223
re-lighting-v2 | cz05 | PG&E | 57362.5836 | -253.2854 | 1.8 | 16.99% | 140769.1336 | 405055.6045 | 260589.9279 | 2.8774 | 1.8512 | 264286.4709 | 119820.7943
re-lighting-v2 | cz05-2 | SCG | 57362.5836 | -253.2854 | 1.8 | 16.99% | 140769.1336 | 410356.1589 | 260589.9279 | 2.9151 | 1.8512 | 269587.0253 | 119820.7943
re-lighting-v2 | cz06 | SCE | 60404.3795 | -94.0093 | 2.82 | 17.7% | 140424.3001 | 305706.675 | 283448.3488 | 2.177 | 2.0185 | 165282.3749 | 143024.0486
re-lighting-v2 | cz07 | SDG&E | 60576.3552 | -83.8151 | 2.92 | 17.56% | 143083.1824 | 435207.6301 | 301666.8 | 3.0416 | 2.1083 | 292124.4477 | 158583.6177
re-lighting-v2 | cz08 | SCE | 61607.0657 | -105.7101 | 2.82 | 15.58% | 143656.2649 | 303680.5694 | 289532.6286 | 2.1139 | 2.0155 | 160024.3045 | 145876.3637
re-lighting-v2 | cz09 | SCE | 61068.5468 | -128.6003 | 2.69 | 15.31% | 140725.1808 | 301383.23 | 284988.4551 | 2.1416 | 2.0251 | 160658.0492 | 144263.2743
re-lighting-v2 | cz10 | SDG&E | 61779.11 | -138.8386 | 2.65 | 14.89% | 143656.2649 | 442871.9182 | 287955.6776 | 3.0829 | 2.0045 | 299215.6533 | 144299.4127
re-lighting-v2 | cz10-2 | SCE | 61779.11 | -138.8386 | 2.65 | 14.89% | 143656.2649 | 304667.1511 | 287955.6776 | 2.1208 | 2.0045 | 161010.8862 | 144299.4127
re-lighting-v2 | cz11 | PG&E | 60219.6076 | -386.4607 | 1.18 | 13.54% | 143649.4765 | 411045.593 | 263412.2281 | 2.8614 | 1.8337 | 267396.1165 | 119762.7516
re-lighting-v2 | cz12 | PG&E | 59175.347 | -379.9294 | 1.17 | 14.49% | 144048.4453 | 404768.4328 | 258273.6276 | 2.8099 | 1.793 | 260719.9875 | 114225.1823
re-lighting-v2 | cz12-2 | SMUD | 59175.347 | -379.9294 | 1.17 | 14.49% | 144048.4453 | 163274.147 | 258273.6276 | 1.1335 | 1.793 | 19225.7017 | 114225.1823
re-lighting-v2 | cz13 | PG&E | 60895.0167 | -318.5371 | 1.61 | 13.93% | 143477.0598 | 421978.3884 | 272294.245 | 2.9411 | 1.8978 | 278501.3286 | 128817.1852
re-lighting-v2 | cz14 | SDG&E | 60355.2819 | -320.6411 | 1.52 | 13.86% | 139802.1736 | 421556.1584 | 268152.9064 | 3.0154 | 1.9181 | 281753.9848 | 128350.7328
re-lighting-v2 | cz14-2 | SCE | 60355.2819 | -320.6411 | 1.52 | 13.86% | 139802.1736 | 291905.8701 | 268152.9064 | 2.088 | 1.9181 | 152103.6965 | 128350.7328
re-lighting-v2 | cz15 | SCE | 66303.4486 | -73.1658 | 3.29 | 13.79% | 140638.9725 | 321941.3005 | 317136.6404 | 2.2891 | 2.255 | 181302.328 | 176497.6679
re-lighting-v2 | cz16 | PG&E | 56283.8841 | -620.3459 | -0.29 | 12.94% | 140632.1841 | 371194.8291 | 233791.5858 | 2.6395 | 1.6624 | 230562.645 | 93159.4017
Package | CZ | IOU territory | Annual Elec Savings (kWh) | Annual Gas Savings (therms) | Annual GHG savings (tons) | Eff LSC Margin | Lifecycle Incremental Package Cost | Lifecycle Energy Cost Savings | Lifecycle $LSC Savings | B/C Ratio (On-bill) | B/C Ratio (LSC) | NPV (On-bill) | NPV (LSC)
re-lighting-v3 | cz01 | PG&E | 52882.3717 | -773.3458 | -1.18 | 14.86% | 140507.1143 | -53291.7247 | 216042.2897 | -0.37928 | 1.5376 | -193798.839 | 75535.1754
re-lighting-v3 | cz02 | PG&E | 56882.5337 | -507.4138 | 0.39 | 15.8% | 163186.7209 | 383479.2354 | 247429.0189 | 2.3499 | 1.5162 | 220292.5145 | 84242.298
re-lighting-v3 | cz03 | PG&E | 55243.2999 | -378.87 | 1.06 | 17.14% | 160924.5949 | 375152.9826 | 245368.1748 | 2.3312 | 1.5247 | 214228.3877 | 84443.5799
re-lighting-v3 | cz04 | PG&E | 57919.7141 | -427.8061 | 0.86 | 15.3% | 161061.5444 | 395629.2459 | 251481.9304 | 2.4564 | 1.5614 | 234567.7016 | 90420.386
re-lighting-v3 | cz04-2 | CPAU | 57919.7141 | -427.8061 | 0.86 | 15.3% | 161061.5444 | 232085.1207 | 251481.9304 | 1.441 | 1.5614 | 71023.5763 | 90420.386
re-lighting-v3 | cz05 | PG&E | 56086.2747 | -354.9911 | 1.2 | 17.4% | 140769.1336 | 388136.0766 | 249615.1348 | 2.7573 | 1.7732 | 247366.943 | 108846.0013
re-lighting-v3 | cz05-2 | SCG | 56086.2747 | -354.9911 | 1.2 | 17.4% | 140769.1336 | 395686.3561 | 249615.1348 | 2.8109 | 1.7732 | 254917.2226 | 108846.0013
re-lighting-v3 | cz06 | SCE | 58463.4738 | -153.2717 | 2.43 | 18.85% | 140424.3001 | 288706.9843 | 271203.6434 | 2.056 | 1.9313 | 148282.6841 | 130779.3433
re-lighting-v3 | cz07 | SDG&E | 58665.9402 | -137.2023 | 2.56 | 18.81% | 143083.1824 | 417041.1653 | 289139.619 | 2.9147 | 2.0208 | 273957.9829 | 146056.4367
re-lighting-v3 | cz08 | SCE | 59743.4779 | -157.6603 | 2.47 | 16.96% | 143656.2649 | 290547.5199 | 277602.331 | 2.0225 | 1.9324 | 146891.255 | 133946.066
re-lighting-v3 | cz09 | SCE | 59248.66 | -200.2569 | 2.22 | 16.48% | 140725.1808 | 287565.6456 | 272215.6431 | 2.0435 | 1.9344 | 146840.4648 | 131490.4623
re-lighting-v3 | cz10 | SDG&E | 60008.0323 | -183.0167 | 2.35 | 16.58% | 143656.2649 | 426152.146 | 277290.3796 | 2.9665 | 1.9302 | 282495.8811 | 133634.1147
re-lighting-v3 | cz10-2 | SCE | 60008.0323 | -183.0167 | 2.35 | 16.58% | 143656.2649 | 291670.1342 | 277290.3796 | 2.0303 | 1.9302 | 148013.8693 | 133634.1147
re-lighting-v3 | cz11 | PG&E | 58734.2759 | -451.674 | 0.77 | 14.13% | 143649.4765 | 397407.372 | 252066.5322 | 2.7665 | 1.7547 | 253757.8955 | 108417.0557
re-lighting-v3 | cz12 | PG&E | 57842.8092 | -464.6223 | 0.68 | 15.04% | 144048.4453 | 391071.8596 | 247564.116 | 2.7149 | 1.7186 | 247023.4143 | 103515.6707
re-lighting-v3 | cz12-2 | SMUD | 57842.8092 | -464.6223 | 0.68 | 15.04% | 144048.4453 | 152331.179 | 247564.116 | 1.0575 | 1.7186 | 8282.7337 | 103515.6707
re-lighting-v3 | cz13 | PG&E | 59297.7243 | -379.2767 | 1.21 | 14.6% | 143477.0598 | 400892.3314 | 260636.5978 | 2.7941 | 1.8166 | 257415.2716 | 117159.538
re-lighting-v3 | cz14 | SDG&E | 58819.6268 | -398.7736 | 1.04 | 14.58% | 139802.1736 | 402814.1452 | 256325.7737 | 2.8813 | 1.8335 | 263011.9716 | 116523.6001
re-lighting-v3 | cz14-2 | SCE | 58819.6268 | -398.7736 | 1.04 | 14.58% | 139802.1736 | 277482.7505 | 256325.7737 | 1.9848 | 1.8335 | 137680.5769 | 116523.6001
re-lighting-v3 | cz15 | SCE | 63039.1519 | -96.7235 | 2.98 | 14.82% | 140638.9725 | 299948.52 | 299389.8007 | 2.1328 | 2.1288 | 159309.5475 | 158750.8282
re-lighting-v3 | cz16 | PG&E | 55416.3061 | -722.6734 | -0.87 | 13.07% | 140632.1841 | 356185.1583 | 224258.6467 | 2.5327 | 1.5946 | 215552.9742 | 83626.4626
Package | CZ | IOU territory | Annual Elec Savings (kWh) | Annual Gas Savings (therms) | Annual GHG savings (tons) | Eff LSC Margin | Lifecycle Incremental Package Cost | Lifecycle Energy Cost Savings | Lifecycle $LSC Savings | B/C Ratio (On-bill) | B/C Ratio (LSC) | NPV (On-bill) | NPV (LSC)
re-economizerfdd-v1 | cz01 | PG&E | 0 | 0 | 0 | 0% | 0 | 0 | 0 | 0 | 0 | 0 | 0
re-economizerfdd-v1 | cz02 | PG&E | 13739.8486 | -0.087117 | 0.41 | 2.886% | 10396.6533 | 93997.1664 | 57195.1784 | 9.0411 | 5.5013 | 83600.5131 | 46798.525
re-economizerfdd-v1 | cz03 | PG&E | 4706.6655 | 28.0659 | -0.03 | 0.8145% | 10151.5282 | 44088.0103 | 14113.9573 | 4.343 | 1.3903 | 33936.4821 | 3962.4291
re-economizerfdd-v1 | cz04 | PG&E | 14223.4643 | -19.4956 | 0.35 | 2.727% | 13623.0684 | 92617.6831 | 58533.8673 | 6.7986 | 4.2967 | 78994.6147 | 44910.7989
re-economizerfdd-v1 | cz04-2 | CPAU | 14223.4643 | -19.4956 | 0.35 | 2.727% | 13623.0684 | 62660.5513 | 58533.8673 | 4.5996 | 4.2967 | 49037.4829 | 44910.7989
re-economizerfdd-v1 | cz05 | PG&E | 21091.1491 | -3.6905 | 0.52 | 4.865% | 9160.9333 | 124238.1313 | 85452.5686 | 13.5617 | 9.3279 | 115077.1981 | 76291.6353
re-economizerfdd-v1 | cz05-2 | SCG | 21091.1491 | -3.6905 | 0.52 | 4.865% | 9160.9333 | 124321.9739 | 85452.5686 | 13.5709 | 9.3279 | 115161.0407 | 76291.6353
re-economizerfdd-v1 | cz06 | SCE | 26340.7085 | 4.6295 | 1.06 | 6.526% | 9133.2999 | 40016.2722 | 120106.1901 | 4.3814 | 13.1504 | 30882.9723 | 110972.8902
re-economizerfdd-v1 | cz07 | SDG&E | 29416.4385 | 9.3587 | 1.19 | 6.794% | 9372.2595 | 119525.7998 | 136037.8167 | 12.7531 | 14.5149 | 110153.5403 | 126665.5573
re-economizerfdd-v1 | cz08 | SCE | 22076.2095 | -5.6106 | 0.85 | 4.602% | 15564.0398 | 58261.8095 | 99686.885 | 3.7434 | 6.4049 | 42697.7698 | 84122.8453
re-economizerfdd-v1 | cz09 | SCE | 19605.0843 | -4.9748 | 0.78 | 4.031% | 15175.7146 | 51834.5716 | 87132.6846 | 3.4156 | 5.7416 | 36658.857 | 71956.97
re-economizerfdd-v1 | cz10 | SDG&E | 16655.3897 | -5.3264 | 0.71 | 3.328% | 18510.381 | 56138.6768 | 74819.2026 | 3.0328 | 4.042 | 37628.2958 | 56308.8216
re-economizerfdd-v1 | cz10-2 | SCE | 16655.3897 | -5.3264 | 0.71 | 3.328% | 18510.381 | 43949.0653 | 74819.2026 | 2.3743 | 4.042 | 25438.6843 | 56308.8216
re-economizerfdd-v1 | cz11 | PG&E | 10153.5644 | 1.1632 | 0.33 | 1.792% | 12634.6028 | 65678.5156 | 41462.5128 | 5.1983 | 3.2817 | 53043.9128 | 28827.91
re-economizerfdd-v1 | cz12 | PG&E | 13212.99 | -3.7108 | 0.32 | 2.529% | 9695.25 | 90509.5551 | 53414.9173 | 9.3355 | 5.5094 | 80814.3051 | 43719.6673
re-economizerfdd-v1 | cz12-2 | SMUD | 13212.99 | -3.7108 | 0.32 | 2.529% | 9695.25 | 31442.802 | 53414.9173 | 3.2431 | 5.5094 | 21747.552 | 43719.6673
re-economizerfdd-v1 | cz13 | PG&E | 13108.1656 | 3.1338 | 0.39 | 2.292% | 12615.9954 | 87647.0309 | 53989.6938 | 6.9473 | 4.2795 | 75031.0355 | 41373.6984
re-economizerfdd-v1 | cz14 | SDG&E | 11676.424 | -4.3712 | 0.36 | 2.181% | 12248.0578 | 69696.5332 | 50747.3646 | 5.6904 | 4.1433 | 57448.4754 | 38499.3068
re-economizerfdd-v1 | cz14-2 | SCE | 11676.424 | -4.3712 | 0.36 | 2.181% | 12248.0578 | 34442.7202 | 50747.3646 | 2.8121 | 4.1433 | 22194.6624 | 38499.3068
re-economizerfdd-v1 | cz15 | SCE | 10309.073 | 2.0925 | 0.73 | 1.743% | 19107.4144 | 27285.723 | 50722.8015 | 1.428 | 2.6546 | 8178.3085 | 31615.3871
re-economizerfdd-v1 | cz16 | PG&E | 14068.7426 | 9.6494 | 0.5 | 2.826% | 9433.3565 | 102848.1266 | 60425.226 | 10.9026 | 6.4055 | 93414.7701 | 50991.8695
Package | CZ | IOU territory | Annual Elec Savings (kWh) | Annual Gas Savings (therms) | Annual GHG savings (tons) | Eff LSC Margin | Lifecycle Incremental Package Cost | Lifecycle Energy Cost Savings | Lifecycle $LSC Savings | B/C Ratio (On-bill) | B/C Ratio (LSC) | NPV (On-bill) | NPV (LSC)
re-economizerfdd-v2 | cz01 | PG&E | 5852.8492 | -9.4392 | 0.03 | 1.444% | 8610.9599 | 75851.3887 | 21450.9552 | 8.8087 | 2.4911 | 67240.4287 | 12839.9953
re-economizerfdd-v2 | cz02 | PG&E | 12959.7211 | -18.8552 | 0.3 | 3.028% | 10128.929 | 87322.6443 | 53382.9852 | 8.6211 | 5.2703 | 77193.7152 | 43254.0562
re-economizerfdd-v2 | cz03 | PG&E | 20131.8378 | -9.3886 | 0.41 | 5.017% | 9594.9728 | 140993.9014 | 80289.405 | 14.6946 | 8.3679 | 131398.9287 | 70694.4322
re-economizerfdd-v2 | cz04 | PG&E | 12765.1326 | -17.3813 | 0.33 | 2.818% | 10147.9402 | 82691.124 | 52967.8688 | 8.1486 | 5.2196 | 72543.1838 | 42819.9287
re-economizerfdd-v2 | cz04-2 | CPAU | 12765.1326 | -17.3813 | 0.33 | 2.818% | 10147.9402 | 56471.1372 | 52967.8688 | 5.5648 | 5.2196 | 46323.197 | 42819.9287
re-economizerfdd-v2 | cz05 | PG&E | 20398.4205 | -26.0002 | 0.38 | 5.03% | 9160.9333 | 120053.2804 | 81217.8901 | 13.1049 | 8.8657 | 110892.3471 | 72056.9569
re-economizerfdd-v2 | cz05-2 | SCG | 20398.4205 | -26.0002 | 0.38 | 5.03% | 9160.9333 | 120477.0389 | 81217.8901 | 13.1512 | 8.8657 | 111316.1057 | 72056.9569
re-economizerfdd-v2 | cz06 | SCE | 26699.5465 | 1.1767 | 1.07 | 7.07% | 9133.2999 | 42891.5704 | 121823.1508 | 4.6962 | 13.3384 | 33758.2705 | 112689.8509
re-economizerfdd-v2 | cz07 | SDG&E | 28829.154 | 4.9108 | 1.15 | 7.193% | 9372.2595 | 115876.5661 | 133176.2156 | 12.3638 | 14.2096 | 106504.3066 | 123803.9561
re-economizerfdd-v2 | cz08 | SCE | 19502.5173 | -1.8736 | 0.8 | 4.551% | 9393.9128 | 48307.8761 | 88604.0143 | 5.1425 | 9.4321 | 38913.9633 | 79210.1016
re-economizerfdd-v2 | cz09 | SCE | 17459.9705 | -0.86633 | 0.71 | 4.023% | 9159.0292 | 43491.022 | 78041.8813 | 4.7484 | 8.5208 | 34331.9929 | 68882.8522
re-economizerfdd-v2 | cz10 | SDG&E | 14951.416 | -2.4284 | 0.67 | 3.372% | 9393.9128 | 50560.9187 | 67477.292 | 5.3823 | 7.1831 | 41167.006 | 58083.3792
re-economizerfdd-v2 | cz10-2 | SCE | 14951.416 | -2.4284 | 0.67 | 3.372% | 9393.9128 | 37107.8994 | 67477.292 | 3.9502 | 7.1831 | 27713.9866 | 58083.3792
re-economizerfdd-v2 | cz11 | PG&E | 8770.7815 | 0.27089 | 0.28 | 1.814% | 9127.7578 | 57715.5774 | 35955.4658 | 6.3231 | 3.9391 | 48587.8196 | 26827.708
re-economizerfdd-v2 | cz12 | PG&E | 11187.7938 | -2.7616 | 0.29 | 2.491% | 8861.25 | 76773.1046 | 45544.9 | 8.6639 | 5.1398 | 67911.8546 | 36683.65
re-economizerfdd-v2 | cz12-2 | SMUD | 11187.7938 | -2.7616 | 0.29 | 2.491% | 8861.25 | 26776.749 | 45544.9 | 3.0218 | 5.1398 | 17915.499 | 36683.65
re-economizerfdd-v2 | cz13 | PG&E | 10894.6791 | 4.0913 | 0.36 | 2.266% | 9114.4966 | 71856.9853 | 45316.4632 | 7.8838 | 4.9719 | 62742.4887 | 36201.9666
re-economizerfdd-v2 | cz14 | SDG&E | 9871.731 | -5.6746 | 0.31 | 2.178% | 8851.0409 | 59796.7494 | 43093.5026 | 6.7559 | 4.8687 | 50945.7085 | 34242.4618
re-economizerfdd-v2 | cz14-2 | SCE | 9871.731 | -5.6746 | 0.31 | 2.178% | 8851.0409 | 29671.3889 | 43093.5026 | 3.3523 | 4.8687 | 20820.348 | 34242.4618
re-economizerfdd-v2 | cz15 | SCE | 8753.8499 | 5.216 | 0.66 | 1.861% | 12292.0692 | 21632.8056 | 43624.0656 | 1.7599 | 3.549 | 9340.7364 | 31331.9964
re-economizerfdd-v2 | cz16 | PG&E | 12875.3352 | -0.036939 | 0.43 | 2.961% | 9164.5213 | 92877.689 | 55117.1401 | 10.1345 | 6.0142 | 83713.1677 | 45952.6188
Package | CZ | IOU territory | Annual Elec Savings (kWh) | Annual Gas Savings (therms) | Annual GHG savings (tons) | Eff LSC Margin | Lifecycle Incremental Package Cost | Lifecycle Energy Cost Savings | Lifecycle $LSC Savings | B/C Ratio (On-bill) | B/C Ratio (LSC) | NPV (On-bill) | NPV (LSC)
re-economizerfdd-v3 | cz01 | PG&E | 3078.3634 | -8.5262 | 0 | 0.7585% | 8610.9599 | 46262.6738 | 11109.8901 | 5.3725 | 1.2902 | 37651.7139 | 2498.9302
re-economizerfdd-v3 | cz02 | PG&E | 7507.4764 | -24.6539 | 0.11 | 1.892% | 9593.4805 | 50986.3393 | 30202.7878 | 5.3147 | 3.1483 | 41392.8588 | 20609.3073
re-economizerfdd-v3 | cz03 | PG&E | 11772.6633 | -11.4613 | 0.2 | 3.151% | 9594.9728 | 80767.04 | 46569.1813 | 8.4176 | 4.8535 | 71172.0672 | 36974.2085
re-economizerfdd-v3 | cz04 | PG&E | 7491.011 | -25.2826 | 0.11 | 1.808% | 9593.0511 | 48546.5405 | 30251.914 | 5.0606 | 3.1535 | 38953.4894 | 20658.8629
re-economizerfdd-v3 | cz04-2 | CPAU | 7491.011 | -25.2826 | 0.11 | 1.808% | 9593.0511 | 32310.5013 | 30251.914 | 3.3681 | 3.1535 | 22717.4502 | 20658.8629
re-economizerfdd-v3 | cz05 | PG&E | 12411.8756 | -31.1154 | 0.14 | 3.27% | 8624.9293 | 72773.2658 | 48507.2099 | 8.4375 | 5.6241 | 64148.3366 | 39882.2806
re-economizerfdd-v3 | cz05-2 | SCG | 12411.8756 | -31.1154 | 0.14 | 3.27% | 8624.9293 | 73245.2863 | 48507.2099 | 8.4923 | 5.6241 | 64620.357 | 39882.2806
re-economizerfdd-v3 | cz06 | SCE | 16610.4365 | -7.5783 | 0.6 | 4.964% | 8599.5177 | 31777.7475 | 75138.5229 | 3.6953 | 8.7375 | 23178.2298 | 66539.0052
re-economizerfdd-v3 | cz07 | SDG&E | 18024.3322 | -0.80106 | 0.68 | 5.17% | 8816.8149 | 76233.3959 | 83824.0351 | 8.6464 | 9.5073 | 67416.581 | 75007.2201
re-economizerfdd-v3 | cz08 | SCE | 12016.4625 | -3.9762 | 0.46 | 3.221% | 8839.0237 | 29934.7094 | 54461.3053 | 3.3867 | 6.1615 | 21095.6857 | 45622.2817
re-economizerfdd-v3 | cz09 | SCE | 10339.2642 | -7.6151 | 0.37 | 2.685% | 8623.0252 | 25748.0534 | 45594.0262 | 2.986 | 5.2875 | 17125.0283 | 36971.0011
re-economizerfdd-v3 | cz10 | SDG&E | 9144.7808 | -5.0282 | 0.4 | 2.399% | 8839.0237 | 31915.1929 | 41108.8042 | 3.6107 | 4.6508 | 23076.1693 | 32269.7805
re-economizerfdd-v3 | cz10-2 | SCE | 9144.7808 | -5.0282 | 0.4 | 2.399% | 8839.0237 | 22981.9065 | 41108.8042 | 2.6001 | 4.6508 | 14142.8829 | 32269.7805
re-economizerfdd-v3 | cz11 | PG&E | 5724.7271 | 2.0202 | 0.19 | 1.306% | 8849.2024 | 37574.7013 | 23607.5954 | 4.2461 | 2.6678 | 28725.4989 | 14758.393
re-economizerfdd-v3 | cz12 | PG&E | 7151.9839 | -7.8859 | 0.15 | 1.728% | 8861.25 | 49656.1512 | 28945.157 | 5.6037 | 3.2665 | 40794.9012 | 20083.907
re-economizerfdd-v3 | cz12-2 | SMUD | 7151.9839 | -7.8859 | 0.15 | 1.728% | 8861.25 | 16967.8139 | 28945.157 | 1.9148 | 3.2665 | 8106.5639 | 20083.907
re-economizerfdd-v3 | cz13 | PG&E | 7230.1773 | 5.2532 | 0.26 | 1.676% | 8836.4966 | 47639.4871 | 30421.3993 | 5.3912 | 3.4427 | 38802.9905 | 21584.9028
re-economizerfdd-v3 | cz14 | SDG&E | 6075.854 | -9.1149 | 0.15 | 1.46% | 8583.0389 | 37980.1005 | 26056.5365 | 4.425 | 3.0358 | 29397.0616 | 17473.4976
re-economizerfdd-v3 | cz14-2 | SCE | 6075.854 | -9.1149 | 0.15 | 1.46% | 8583.0389 | 18063.1636 | 26056.5365 | 2.1045 | 3.0358 | 9480.1247 | 17473.4976
re-economizerfdd-v3 | cz15 | SCE | 5717.1331 | 3.3118 | 0.43 | 1.385% | 8884.3965 | 14203.0596 | 28360.5553 | 1.5987 | 3.1922 | 5318.6631 | 19476.1587
re-economizerfdd-v3 | cz16 | PG&E | 8651.5363 | -3.44 | 0.27 | 2.107% | 8895.6861 | 62854.1454 | 36930.6209 | 7.0657 | 4.1515 | 53958.4593 | 28034.9347

## Baseline
Small Office - Existing Mixed Fuel Baseline 1980 | [6 empty] | Small Office - Mixed Fuel Replacement Baseline 1980
Climate zone | Utility | Annual Electricity Consumption (kWh) | Annual Natural Gas Consumption (therms) | Elec Utility Cost | Gas Utility Cost | GHG Emissions tons/yr | Climate zone | Utility | Annual Electricity Consumption (kWh) | Annual Natural Gas Consumption (therms) | Elec Utility Cost | Gas Utility Cost | GHG Emissions tons/yr
CZ01 | PG&E | 75260.8491 | 777.7548 | 31724.453 | 1596.9332 | 9.18 | CZ01 | PG&E | 74316.8107 | 716.5939 | 31326.1289 | 1478.3882 | 8.84
CZ02 | PG&E | 100787.9748 | 373.189 | 42553.0963 | 834.3715 | 8.39 | CZ02 | PG&E | 84590.6677 | 487.7768 | 35754.4089 | 1048.6376 | 7.93
CZ03 | PG&E | 91452.5854 | 247.6186 | 38556.2949 | 589.1447 | 7.09 | CZ03 | PG&E | 78043.7922 | 125.32 | 32919.3135 | 337.6792 | 5.66
CZ04 | PG&E | 110793.2589 | 349.5226 | 46903.5146 | 797.0708 | 8.74 | CZ04 | PG&E | 94705.4205 | 165.6691 | 40082.2236 | 419.7995 | 6.94
CZ04-2 | CPAU | 110793.2589 | 349.5226 | 24048.4937 | 2569.2972 | 8.74 | CZ04-2 | CPAU | 94705.4205 | 165.6691 | 20479.2299 | 2208.1906 | 6.94
CZ05 | PG&E | 91960.7923 | 266.596 | 38743.0678 | 622.4957 | 7.21 | CZ05 | PG&E | 78442.9733 | 135.4488 | 33060.3533 | 350.7312 | 5.69
CZ05-2 | SCG | 91960.7923 | 266.596 | 38743.0678 | 568.7163 | 7.21 | CZ05-2 | SCG | 78442.9733 | 135.4488 | 33060.3533 | 374.0695 | 5.69
CZ06 | SCE | 99672.7353 | 67.1416 | 26098.2084 | 278.0723 | 6.49 | CZ06 | SCE | 83581.9715 | 43.2297 | 23242.9083 | 242.1914 | 5.3
CZ07 | SDG&E | 101642.2091 | 43.8117 | 35576.6111 | 170.5552 | 6.53 | CZ07 | SDG&E | 85476.7562 | 30.646 | 31621.4864 | 154.925 | 5.35
CZ08 | SCE | 114050.2978 | 80.5599 | 31431.0743 | 298.9876 | 7.36 | CZ08 | SCE | 96775.2005 | 48.12 | 26997.5367 | 250.4112 | 6.04
CZ09 | SCE | 114397.6516 | 105.2587 | 31900.7525 | 334.4285 | 7.53 | CZ09 | SCE | 97201.2911 | 62.4304 | 27298.1578 | 270.7523 | 6.22
CZ10 | SDG&E | 118460.0311 | 101.872 | 43632.0164 | 238.596 | 7.67 | CZ10 | SDG&E | 100456.3574 | 63.1104 | 37125.2058 | 192.6065 | 6.34
CZ10-2 | SCE | 118460.0311 | 101.872 | 33046.6682 | 328.9002 | 7.67 | CZ10-2 | SCE | 100456.3574 | 63.1104 | 28164.4273 | 271.3574 | 6.34
CZ11 | PG&E | 117107.9987 | 425.33 | 49742.6368 | 949.9388 | 9.63 | CZ11 | PG&E | 102342.7844 | 217.9727 | 43453.8041 | 530.8667 | 7.8
CZ12 | PG&E | 106222.5755 | 393.9103 | 44994.6768 | 888.2649 | 8.76 | CZ12 | PG&E | 92336.4011 | 197.5811 | 39102.2113 | 487.7324 | 7.02
CZ12-2 | SMUD | 106222.5755 | 393.9103 | 20059.7515 | 888.2649 | 8.76 | CZ12-2 | SMUD | 92336.4011 | 197.5811 | 17582.396 | 487.7324 | 7.02
CZ13 | PG&E | 119383.8708 | 286.7948 | 50723.9517 | 679.6981 | 8.84 | CZ13 | PG&E | 103162.079 | 155.9076 | 43841.4864 | 410.9553 | 7.29
CZ14 | SDG&E | 118563.1193 | 426.752 | 41524.5389 | 621.4477 | 9.58 | CZ14 | SDG&E | 102850.6868 | 511.2021 | 35741.5284 | 718.7388 | 9.05
CZ14-2 | SCE | 118563.1193 | 426.752 | 32206.1214 | 808.6102 | 9.58 | CZ14-2 | SCE | 102850.6868 | 511.2021 | 27774.2526 | 931.0598 | 9.05
CZ15 | SCE | 152540.0355 | 56.1392 | 40237.7867 | 263.164 | 9.06 | CZ15 | SCE | 121320.3698 | 122.6385 | 32905.233 | 361.5868 | 7.37
CZ16 | PG&E | 103301.1889 | 831.5201 | 43580.2345 | 1715.8043 | 11.49 | CZ16 | PG&E | 88973.5555 | 992.3295 | 37598.1611 | 2014.0829 | 11.27
Small Office - Existing Mixed Fuel Baseline 1990 | [6 empty] | Small Office - Mixed Fuel Replacement Baseline 1990
Climate zone | Utility | Annual Electricity Consumption (kWh) | Annual Natural Gas Consumption (therms) | Elec Utility Cost | Gas Utility Cost | GHG Emissions tons/yr | Climate zone | Utility | Annual Electricity Consumption (kWh) | Annual Natural Gas Consumption (therms) | Elec Utility Cost | Gas Utility Cost | GHG Emissions tons/yr
CZ01 | PG&E | 72020.9132 | 438.2261 | 30381.4428 | 952.6336 | 6.95 | CZ01 | PG&E | 72012.3336 | 430.2116 | 30377.7809 | 937.0169 | 6.91
CZ02 | PG&E | 89947.1715 | 235.1014 | 37987.7187 | 564.7819 | 6.87 | CZ02 | PG&E | 88160.9184 | 235.1555 | 37233.461 | 564.7095 | 6.81
CZ03 | PG&E | 83347.107 | 147.4127 | 35157.2853 | 391.8999 | 6 | CZ03 | PG&E | 82180.2204 | 0 | 34653.6502 | 0 | 5.27
CZ04 | PG&E | 97565.1608 | 216.8253 | 41302.5801 | 534.4523 | 7.13 | CZ04 | PG&E | 96067.5312 | 0 | 40620.7808 | 0 | 6.11
CZ04-2 | CPAU | 97565.1608 | 216.8253 | 21160.2961 | 2308.6666 | 7.13 | CZ04-2 | CPAU | 96067.5312 | 0 | 20735.4743 | 0 | 6.11
CZ05 | PG&E | 83667.4367 | 154.0909 | 35269.7749 | 404.0974 | 6.03 | CZ05 | PG&E | 82723.2363 | 0 | 34857.9855 | 0 | 5.27
CZ05-2 | SCG | 83667.4367 | 154.0909 | 35269.7749 | 405.5988 | 6.03 | CZ05-2 | SCG | 82723.2363 | 0 | 34857.9855 | 0 | 5.27
CZ06 | SCE | 90245.1121 | 29.7117 | 23697.8849 | 223.5051 | 5.71 | CZ06 | SCE | 88040.7414 | 0 | 23391.7138 | 0 | 5.42
CZ07 | SDG&E | 92139.8172 | 18.6326 | 32220.295 | 141.4451 | 5.8 | CZ07 | SDG&E | 89826.9318 | 0 | 31697.9411 | 0 | 5.56
CZ08 | SCE | 102680.51 | 40.0901 | 28183.7404 | 239.3903 | 6.41 | CZ08 | SCE | 88741.9505 | 29.6273 | 24858.2485 | 223.5274 | 5.41
CZ09 | SCE | 103712.3434 | 58.7307 | 28727.7983 | 266.2876 | 6.6 | CZ09 | SCE | 89590.9224 | 40.6899 | 25392.6802 | 239.334 | 5.58
CZ10 | SDG&E | 107527.9531 | 56.0564 | 39321.6226 | 185.3351 | 6.76 | CZ10 | SDG&E | 92811.5252 | 41.7114 | 34543.9807 | 168.0793 | 5.72
CZ10-2 | SCE | 107527.9531 | 56.0564 | 29772.006 | 262.0125 | 6.76 | CZ10-2 | SCE | 92811.5252 | 41.7114 | 26131.8537 | 240.4738 | 5.72
CZ11 | PG&E | 100240.3218 | 236.4828 | 42564.6466 | 573.4694 | 7.41 | CZ11 | PG&E | 98184.2575 | 0 | 41612.7476 | 0 | 6.29
CZ12 | PG&E | 91848.5833 | 221.617 | 38908.7377 | 545.2569 | 6.82 | CZ12 | PG&E | 90993.4498 | 0 | 38497.57 | 0 | 5.8
CZ12-2 | SMUD | 91848.5833 | 221.617 | 17610.4906 | 545.2569 | 6.82 | CZ12-2 | SMUD | 90993.4498 | 0 | 17002.8995 | 0 | 5.8
CZ13 | PG&E | 101568.952 | 159.4789 | 43140.1424 | 422.4817 | 6.98 | CZ13 | PG&E | 98807.141 | 0 | 41898.3826 | 0 | 6.16
CZ14 | SDG&E | 102817.3759 | 234.1326 | 36438.4431 | 396.0561 | 7.43 | CZ14 | SDG&E | 99107.2779 | 232.3313 | 34188.7431 | 393.8883 | 7.32
CZ14-2 | SCE | 102817.3759 | 234.1326 | 28177.1288 | 525.8052 | 7.43 | CZ14-2 | SCE | 99107.2779 | 232.3313 | 26343.1195 | 523.1017 | 7.32
CZ15 | SCE | 123910.3902 | 21.3217 | 33088.9739 | 211.5812 | 7.24 | CZ15 | SCE | 115611.4375 | 0 | 30127.1607 | 0 | 6.78
CZ16 | PG&E | 92249.635 | 482.4268 | 38947.7127 | 1040.9779 | 8.7 | CZ16 | PG&E | 91002.8763 | 471.4414 | 38418.7299 | 1019.4753 | 8.59
Small Office - Existing Mixed Fuel Baseline 2000 | [6 empty] | Small Office - Mixed Fuel Replacement Baseline 2000
Climate zone | Utility | Annual Electricity Consumption (kWh) | Annual Natural Gas Consumption (therms) | Elec Utility Cost | Gas Utility Cost | GHG Emissions tons/yr | Climate zone | Utility | Annual Electricity Consumption (kWh) | Annual Natural Gas Consumption (therms) | Elec Utility Cost | Gas Utility Cost | GHG Emissions tons/yr
CZ01 | PG&E | 68456.0514 | 492.8325 | 28883.3353 | 1055.147 | 7.02 | CZ01 | PG&E | 68453.0783 | 483.8195 | 28882.0661 | 1037.6557 | 6.97
CZ02 | PG&E | 79179.1382 | 292.9704 | 33446.5586 | 676.8247 | 6.5 | CZ02 | PG&E | 79039.1414 | 287.6125 | 33385.5213 | 666.2522 | 6.46
CZ03 | PG&E | 76463.527 | 207.6302 | 32259.7132 | 509.8759 | 5.89 | CZ03 | PG&E | 77732.3435 | 0 | 32773.8137 | 0 | 4.96
CZ04 | PG&E | 88126.3628 | 296.1523 | 37294.3669 | 691.315 | 7.03 | CZ04 | PG&E | 89643.8684 | 0 | 37888.096 | 0 | 5.74
CZ04-2 | CPAU | 88126.3628 | 296.1523 | 19063.8048 | 2464.4728 | 7.03 | CZ04-2 | CPAU | 89643.8684 | 0 | 19292.4176 | 0 | 5.74
CZ05 | PG&E | 76492.3138 | 220.2167 | 32254.1399 | 532.1346 | 5.93 | CZ05 | PG&E | 77886.3075 | 0 | 32818.8528 | 0 | 4.95
CZ05-2 | SCG | 76492.3138 | 220.2167 | 32254.1399 | 501.3075 | 5.93 | CZ05-2 | SCG | 77886.3075 | 0 | 32818.8528 | 0 | 4.95
CZ06 | SCE | 81829.1757 | 50.3568 | 21808.3715 | 253.6534 | 5.27 | CZ06 | SCE | 82266.2099 | 0 | 21838.7053 | 0 | 5.05
CZ07 | SDG&E | 83862.5166 | 33.3857 | 29629.855 | 158.4884 | 5.32 | CZ07 | SDG&E | 84224.8102 | 0 | 29660.8159 | 0 | 5.17
CZ08 | SCE | 91235.0671 | 65.1633 | 24986.4201 | 276.4862 | 5.87 | CZ08 | SCE | 90159.2674 | 0 | 24539.4787 | 0 | 5.49
CZ09 | SCE | 92121.8182 | 90.1638 | 25426.8004 | 312.52 | 6.08 | CZ09 | SCE | 91189.253 | 0 | 24955.2488 | 0 | 5.62
CZ10 | SDG&E | 89492.7318 | 66.7058 | 32759.6358 | 197.6841 | 5.74 | CZ10 | SDG&E | 89348.0227 | 0 | 32197.3805 | 0 | 5.44
CZ10-2 | SCE | 89492.7318 | 66.7058 | 24833.1389 | 277.528 | 5.74 | CZ10-2 | SCE | 89348.0227 | 0 | 24368.7683 | 0 | 5.44
CZ11 | PG&E | 91472.6834 | 287.7354 | 38807.7889 | 675.4249 | 7.2 | CZ11 | PG&E | 92409.4479 | 0 | 39147.8297 | 0 | 5.96
CZ12 | PG&E | 84413.7119 | 276.7843 | 35745.3209 | 654.8882 | 6.69 | CZ12 | PG&E | 85850.343 | 0 | 36308.6452 | 0 | 5.49
CZ12-2 | SMUD | 84413.7119 | 276.7843 | 16165.3421 | 654.8882 | 6.69 | CZ12-2 | SMUD | 85850.343 | 0 | 16167.7227 | 0 | 5.49
CZ13 | PG&E | 92371.0192 | 201.4754 | 39199.1288 | 507.1601 | 6.7 | CZ13 | PG&E | 92703.3462 | 0 | 39291.1287 | 0 | 5.79
CZ14 | SDG&E | 93480.7297 | 297.3113 | 32953.5596 | 470.1316 | 7.29 | CZ14 | SDG&E | 92519.606 | 291.874 | 32309.8885 | 463.7284 | 7.24
CZ14-2 | SCE | 93480.7297 | 297.3113 | 25404.3479 | 618.7101 | 7.29 | CZ14-2 | SCE | 92519.606 | 291.874 | 24839.3055 | 610.6868 | 7.24
CZ15 | SCE | 110069.6026 | 29.9407 | 29188.9102 | 224.3945 | 6.57 | CZ15 | SCE | 107827.9563 | 0 | 28240.716 | 0 | 6.36
CZ16 | PG&E | 86242.1967 | 553.4995 | 36412.4841 | 1175.8345 | 8.68 | CZ16 | PG&E | 85336.933 | 541.5217 | 36029.6694 | 1152.4809 | 8.59
Medium Retail - Existing Mixed Fuel Baseline 1980 | [6 empty] | Medium Retail - Mixed Fuel Replacement Baseline 1980 | [6 empty] | Medium Retail - Existing Mixed Fuel Baseline FDD 1980
Climate zone | Utility | Annual Electricity Consumption (kWh) | Annual Natural Gas Consumption (therms) | Elec Utility Cost | Gas Utility Cost | GHG Emissions tons/yr | Climate zone | Utility | Annual Electricity Consumption (kWh) | Annual Natural Gas Consumption (therms) | Elec Utility Cost | Gas Utility Cost | GHG Emissions tons/yr | Climate zone | Utility | Annual Electricity Consumption (kWh) | Annual Natural Gas Consumption (therms) | Elec Utility Cost | Gas Utility Cost | GHG Emissions tons/yr
CZ01 | PG&E | 362828.8357 | 3410.6345 | 129200.6444 | 6795.8217 | 41.2 | CZ01 | PG&E | 330145.5543 | 3633.5802 | 117538.2937 | 7103.7418 | 40.17 | CZ01 | PG&E | 360009.7825 | 3457.78 | 129585.1871 | 6881.0288 | 41.28
CZ02 | PG&E | 440689.1811 | 2430.907 | 162498.2581 | 4956.1609 | 38.84 | CZ02 | PG&E | 386517.2572 | 3027.825 | 142626.0997 | 6060.8015 | 38.66 | CZ02 | PG&E | 454429.0298 | 2430.8199 | 166954.5326 | 4956.6258 | 39.25
CZ03 | PG&E | 405362.6249 | 1689.9113 | 147666.3312 | 3423.05 | 33.34 | CZ03 | PG&E | 350382.654 | 2204.6178 | 128615.1676 | 4472.1949 | 32.86 | CZ03 | PG&E | 410069.2904 | 1717.9772 | 149667.2257 | 3477.2255 | 33.31
CZ04 | PG&E | 479116.2522 | 2287.3524 | 176887.584 | 4725.7082 | 39.71 | CZ04 | PG&E | 422921.3553 | 2793.2721 | 156410.6764 | 5683.0648 | 38.9 | CZ04 | PG&E | 493339.7165 | 2267.8567 | 181339.565 | 4689.2265 | 40.06
CZ04-2 | CPAU | 479116.2522 | 2287.3524 | 104156.6264 | 6375.3888 | 39.71 | CZ04-2 | CPAU | 422921.3553 | 2793.2721 | 91913.8684 | 7369.0657 | 38.9 | CZ04-2 | CPAU | 493339.7165 | 2267.8567 | 107191.1301 | 6337.0974 | 40.06
CZ05 | PG&E | 399753.8322 | 1598.8427 | 148036.2193 | 3215.388 | 32.49 | CZ05 | PG&E | 357588.0575 | 2112.1031 | 133079.0571 | 4243.8931 | 32.49 | CZ05 | PG&E | 420844.9813 | 1595.1523 | 153939.5228 | 3207.9339 | 33.01
CZ05-2 | SCG | 399753.8322 | 1598.8427 | 148036.2193 | 2436.3147 | 32.49 | CZ05-2 | SCG | 357588.0575 | 2112.1031 | 133079.0571 | 3085.177 | 32.49 | CZ05-2 | SCG | 420844.9813 | 1595.1523 | 153939.5228 | 2431.2639 | 33.01
CZ06 | SCE | 427133.4548 | 590.15 | 114656.6445 | 1041.4999 | 27.52 | CZ06 | SCE | 380746.6972 | 850.2873 | 102046.5227 | 1415.373 | 26.42 | CZ06 | SCE | 453474.1633 | 594.7796 | 116543.7117 | 1047.7723 | 28.58
CZ07 | SDG&E | 435607.5036 | 434.8007 | 160260.529 | 623.1215 | 27.35 | CZ07 | SDG&E | 390599.2136 | 668.7526 | 144977.146 | 891.0723 | 26.18 | CZ07 | SDG&E | 465023.9421 | 444.1593 | 165911.2195 | 633.3009 | 28.54
CZ08 | SCE | 498649.3922 | 655.8618 | 139534.078 | 1146.5028 | 30.96 | CZ08 | SCE | 438518.306 | 929.6824 | 119048.9316 | 1531.6871 | 29.27 | CZ08 | SCE | 520725.6017 | 650.2512 | 142311.1761 | 1137.731 | 31.81
CZ09 | SCE | 496145.9005 | 846.4848 | 140013.5771 | 1420.2646 | 32.2 | CZ09 | SCE | 437803.006 | 1166.1873 | 120876.0392 | 1856.9106 | 30.74 | CZ09 | SCE | 515750.9848 | 841.51 | 142484.1995 | 1412.5306 | 32.98
CZ10 | SDG&E | 518627.1949 | 825.732 | 192270.6836 | 1082.5118 | 32.81 | CZ10 | SDG&E | 458749.7588 | 1147.9761 | 173010.9861 | 1452.8738 | 31.27 | CZ10 | SDG&E | 535282.5846 | 820.4056 | 194943.5838 | 1075.8714 | 33.52
CZ10-2 | SCE | 518627.1949 | 825.732 | 144215.5061 | 1388.2442 | 32.81 | CZ10-2 | SCE | 458749.7588 | 1147.9761 | 125076.0214 | 1826.3798 | 31.27 | CZ10-2 | SCE | 535282.5846 | 820.4056 | 146313.0504 | 1380.0101 | 33.52
CZ11 | PG&E | 511565.3271 | 2767.4009 | 186733.426 | 5735.5383 | 43.95 | CZ11 | PG&E | 456416.5683 | 3294.8867 | 167065.942 | 6764.5328 | 43.09 | CZ11 | PG&E | 521718.8915 | 2768.5642 | 189850.8351 | 5733.6371 | 44.28
CZ12 | PG&E | 471069.0331 | 2465.8657 | 172369.2207 | 5120.6975 | 40.33 | CZ12 | PG&E | 416712.451 | 2962.6131 | 152974.4334 | 6076.3449 | 39.58 | CZ12 | PG&E | 484282.0231 | 2462.1549 | 176675.393 | 5111.9319 | 40.65
CZ12-2 | SMUD | 471069.0331 | 2465.8657 | 80618.7312 | 5120.6975 | 40.33 | CZ12-2 | SMUD | 416712.451 | 2962.6131 | 71497.6361 | 6076.3449 | 39.58 | CZ12-2 | SMUD | 484282.0231 | 2462.1549 | 82124.1479 | 5111.9319 | 40.65
CZ13 | PG&E | 524976.6577 | 1864.6954 | 190257.2626 | 3959.2537 | 39.31 | CZ13 | PG&E | 466473.9892 | 2324.381 | 169400.2479 | 4866.6065 | 38.17 | CZ13 | PG&E | 538084.8233 | 1867.8291 | 194410.7463 | 3960.7389 | 39.7
CZ14 | SDG&E | 518930.566 | 2348.926 | 180950.1389 | 2873.3703 | 41.82 | CZ14 | SDG&E | 470502.6719 | 2870.5442 | 165898.2396 | 3473.8369 | 41.18 | CZ14 | SDG&E | 530606.99 | 2344.5548 | 184263.2827 | 2868.3176 | 42.18
CZ14-2 | SCE | 518930.566 | 2348.926 | 135570.6587 | 3349.8108 | 41.82 | CZ14-2 | SCE | 470502.6719 | 2870.5442 | 122830.1921 | 3959.336 | 41.18 | CZ14-2 | SCE | 530606.99 | 2344.5548 | 137212.9922 | 3344.2671 | 42.18
CZ15 | SCE | 660959.8953 | 447.8235 | 174838.4317 | 843.6001 | 36.7 | CZ15 | SCE | 577810.7691 | 676.7229 | 153714.114 | 1182.0138 | 33.47 | CZ15 | SCE | 671268.9683 | 449.916 | 176128.8963 | 845.6172 | 37.43
CZ16 | PG&E | 444959.7944 | 4278.1441 | 158232.9421 | 8541.9931 | 50.89 | CZ16 | PG&E | 399719.0147 | 4978.1302 | 144331.8247 | 9823.5063 | 51.01 | CZ16 | PG&E | 459028.537 | 4287.7935 | 163082.7135 | 8558.2887 | 51.39
Medium Retail - Existing Mixed Fuel Baseline 1990 | [6 empty] | Medium Retail - Mixed Fuel Replacement Baseline 1990 | [6 empty] | Medium Retail - Existing Mixed Fuel Baseline FDD 1990
Climate zone | Utility | Annual Electricity Consumption (kWh) | Annual Natural Gas Consumption (therms) | Elec Utility Cost | Gas Utility Cost | GHG Emissions tons/yr | Climate zone | Utility | Annual Electricity Consumption (kWh) | Annual Natural Gas Consumption (therms) | Elec Utility Cost | Gas Utility Cost | GHG Emissions tons/yr | Climate zone | Utility | Annual Electricity Consumption (kWh) | Annual Natural Gas Consumption (therms) | Elec Utility Cost | Gas Utility Cost | GHG Emissions tons/yr
CZ01 | PG&E | 337880.4104 | 2543.1461 | 119820.8888 | 5120.1893 | 34.93 | CZ01 | PG&E | 322594.0433 | 2731.1974 | 114844.1916 | 5380.8508 | 34.69 | CZ01 | PG&E | 343733.2596 | 2533.7069 | 123444.1072 | 5104.1155 | 34.96
CZ02 | PG&E | 405987.2919 | 1667.4537 | 149136.0427 | 3384.0053 | 32.59 | CZ02 | PG&E | 379887.8059 | 1773.3159 | 139052.1962 | 3542.4917 | 31.52 | CZ02 | PG&E | 418947.013 | 1648.5985 | 153333.0937 | 3349.8548 | 32.89
CZ03 | PG&E | 370768.4588 | 1094.3531 | 135276.0284 | 2257.7921 | 28.28 | CZ03 | PG&E | 344512.0038 | 1517.8435 | 125878.1661 | 3054.0758 | 28.75 | CZ03 | PG&E | 390900.2966 | 1084.9645 | 141989.9577 | 2240.5925 | 28.69
CZ04 | PG&E | 435228.7097 | 1559.1465 | 160055.7533 | 3202.5652 | 33.15 | CZ04 | PG&E | 395103.2595 | 1991.1029 | 145396.4008 | 4119.1144 | 33 | CZ04 | PG&E | 447993.8423 | 1541.7652 | 164034.2798 | 3167.7574 | 33.48
CZ04-2 | CPAU | 435228.7097 | 1559.1465 | 94424.8851 | 4945.1197 | 33.15 | CZ04-2 | CPAU | 395103.2595 | 1991.1029 | 85704.5797 | 5793.5252 | 33 | CZ04-2 | CPAU | 447993.8423 | 1541.7652 | 97159.0371 | 4910.9811 | 33.48
CZ05 | PG&E | 378343.9675 | 1032.7992 | 139394.4806 | 2122.9225 | 28.12 | CZ05 | PG&E | 350122.7522 | 1463.7446 | 129954.1923 | 2917.9077 | 28.52 | CZ05 | PG&E | 398742.388 | 1006.799 | 145166.0186 | 2075.167 | 28.5
CZ05-2 | SCG | 378343.9675 | 1032.7992 | 139394.4806 | 1680.9541 | 28.12 | CZ05-2 | SCG | 350122.7522 | 1463.7446 | 129954.1923 | 2262.4812 | 28.52 | CZ05-2 | SCG | 398742.388 | 1006.799 | 145166.0186 | 1645.3454 | 28.5
CZ06 | SCE | 405099.8567 | 325.2603 | 107391.9063 | 655.6095 | 25.03 | CZ06 | SCE | 375743.2721 | 527.1178 | 99723.7815 | 947.0207 | 24.43 | CZ06 | SCE | 431799.4032 | 326.437 | 109423.6681 | 656.8298 | 26.1
CZ07 | SDG&E | 408991.7037 | 233.1746 | 148909.3959 | 389.5944 | 24.87 | CZ07 | SDG&E | 378545.4215 | 411.6086 | 138486.1531 | 594.8559 | 24.13 | CZ07 | SDG&E | 437820.8577 | 238.0853 | 154395.6027 | 394.6044 | 26.02
CZ08 | SCE | 458177.8611 | 409.618 | 122006.4255 | 785.3744 | 27.57 | CZ08 | SCE | 420056.3325 | 608.7861 | 113165.4046 | 1076.0752 | 26.65 | CZ08 | SCE | 477680.3784 | 407.7443 | 124302.6522 | 781.9755 | 28.37
CZ09 | SCE | 456026.2694 | 559.6911 | 122444.5081 | 1001.4624 | 28.5 | CZ09 | SCE | 418250.3656 | 791.3514 | 113537.1341 | 1337.7074 | 27.68 | CZ09 | SCE | 473486.2399 | 558.8247 | 124510.0559 | 999.4413 | 29.21
CZ10 | SDG&E | 472281.898 | 564.4032 | 173097.6871 | 778.7755 | 28.95 | CZ10 | SDG&E | 431007.4266 | 806.4 | 161040.4969 | 1057.5914 | 28 | CZ10 | SDG&E | 487233.314 | 561.9748 | 175500.9814 | 775.2342 | 29.62
CZ10-2 | SCE | 472281.898 | 564.4032 | 125599.2217 | 1006.73 | 28.95 | CZ10-2 | SCE | 431007.4266 | 806.4 | 116142.4438 | 1357.5215 | 28 | CZ10-2 | SCE | 487233.314 | 561.9748 | 127365.8061 | 1002.4699 | 29.62
CZ11 | PG&E | 458079.7905 | 1807.5906 | 166630.0118 | 3726.0359 | 35.63 | CZ11 | PG&E | 425508.44 | 2240.7908 | 155288.6485 | 4667.6637 | 35.73 | CZ11 | PG&E | 466850.572 | 1807.8615 | 169373.5641 | 3721.8858 | 35.91
CZ12 | PG&E | 426105.1615 | 1613.4128 | 155174.4164 | 3333.8181 | 33.08 | CZ12 | PG&E | 402140.9671 | 1692.4159 | 146265.2245 | 3460.5594 | 32.09 | CZ12 | PG&E | 437292.9553 | 1610.6512 | 158828.2499 | 3325.6573 | 33.37
CZ12-2 | SMUD | 426105.1615 | 1613.4128 | 72021.1874 | 3425.2798 | 33.08 | CZ12-2 | SMUD | 402140.9671 | 1692.4159 | 67347.5131 | 3552.0211 | 32.09 | CZ12-2 | SMUD | 437292.9553 | 1610.6512 | 73304.3544 | 3417.119 | 33.37
CZ13 | PG&E | 464001.9888 | 1247.7572 | 167727.1699 | 2623.2098 | 32.61 | CZ13 | PG&E | 429557.2495 | 1578.1207 | 155836.1074 | 3276.3509 | 32.3 | CZ13 | PG&E | 474896.6679 | 1251.8485 | 171129.005 | 2626.4695 | 32.97
CZ14 | SDG&E | 459170.5864 | 1608.5606 | 159826.648 | 2007.2648 | 34.29 | CZ14 | SDG&E | 439218.6236 | 1630.1532 | 153146.5412 | 2023.716 | 32.89 | CZ14 | SDG&E | 469042.3174 | 1602.886 | 162672.9331 | 2000.6662 | 34.6
CZ14-2 | SCE | 459170.5864 | 1608.5606 | 118810.7988 | 2422.2078 | 34.29 | CZ14-2 | SCE | 439218.6236 | 1630.1532 | 112585.747 | 2450.2299 | 32.89 | CZ14-2 | SCE | 469042.3174 | 1602.886 | 120229.316 | 2415.1982 | 34.6
CZ15 | SCE | 550369.7448 | 250.061 | 141682.5841 | 551.0249 | 30.02 | CZ15 | SCE | 508299.5818 | 345.3958 | 129172.7598 | 692.1849 | 28.53 | CZ15 | SCE | 559123.5947 | 255.2769 | 142697.5502 | 557.5489 | 30.68
CZ16 | PG&E | 406009.1717 | 3099.1045 | 144457.5534 | 6244.0904 | 41.68 | CZ16 | PG&E | 375366.1528 | 3762.1386 | 135624.873 | 7476.6592 | 42.62 | CZ16 | PG&E | 418884.5069 | 3099.0675 | 148862.2034 | 6243.6742 | 42.11
Medium Retail - Existing Mixed Fuel Baseline 2000 | [6 empty] | Medium Retail - Mixed Fuel Replacement Baseline 2000 | [6 empty] | Medium Retail - Existing Mixed Fuel FDD Baseline 2000
Climate zone | Utility | Annual Electricity Consumption (kWh) | Annual Natural Gas Consumption (therms) | Elec Utility Cost | Gas Utility Cost | GHG Emissions tons/yr | Climate zone | Utility | Annual Electricity Consumption (kWh) | Annual Natural Gas Consumption (therms) | Elec Utility Cost | Gas Utility Cost | GHG Emissions tons/yr | Climate zone | Utility | Annual Electricity Consumption (kWh) | Annual Natural Gas Consumption (therms) | Elec Utility Cost | Gas Utility Cost | GHG Emissions tons/yr
CZ01 | PG&E | 331055 | 2963.7881 | 116618.2677 | 5888.9986 | 36.84 | CZ01 | PG&E | 321233.3302 | 3070.664 | 113854.1692 | 5975.1567 | 36.49 | CZ01 | PG&E | 334133.3635 | 2955.2619 | 118836.0778 | 5874.3796 | 36.84
CZ02 | PG&E | 368892.3038 | 2133.2943 | 133975.6656 | 4359.1344 | 33.41 | CZ02 | PG&E | 361254.1646 | 2168.9555 | 131810.1671 | 4369.3267 | 32.79 | CZ02 | PG&E | 376399.7802 | 2108.6403 | 136464.5633 | 4316.0385 | 33.52
CZ03 | PG&E | 347589.3697 | 1471.7017 | 125426.4707 | 2982.1743 | 29.16 | CZ03 | PG&E | 330971.1086 | 1926.091 | 120583.6174 | 3913.7193 | 30.28 | CZ03 | PG&E | 359362.033 | 1460.2404 | 129289.6553 | 2961.9403 | 29.36
CZ04 | PG&E | 389541.6357 | 2097.6083 | 141959.3828 | 4339.8736 | 34 | CZ04 | PG&E | 370393.0815 | 2535.3094 | 136586.429 | 5163.0277 | 34.72 | CZ04 | PG&E | 397032.6467 | 2072.3257 | 144338.6693 | 4293.1045 | 34.11
CZ04-2 | CPAU | 389541.6357 | 2097.6083 | 84047.2489 | 6002.7125 | 34 | CZ04-2 | CPAU | 370393.0815 | 2535.3094 | 80267.5385 | 6862.4013 | 34.72 | CZ04-2 | CPAU | 397032.6467 | 2072.3257 | 85661.4526 | 5953.055 | 34.11
CZ05 | PG&E | 352283.1462 | 1413.797 | 128190.539 | 2840.7979 | 28.94 | CZ05 | PG&E | 335034.3559 | 1890.1569 | 123792.1384 | 3799.56 | 30.1 | CZ05 | PG&E | 364695.0218 | 1382.6816 | 131734.1321 | 2784.6266 | 29.08
CZ05-2 | SCG | 352283.1462 | 1413.797 | 128190.539 | 2193.6327 | 28.94 | CZ05-2 | SCG | 335034.3559 | 1890.1569 | 123792.1384 | 2817.2404 | 30.1 | CZ05-2 | SCG | 364695.0218 | 1382.6816 | 131734.1321 | 2150.9916 | 29.08
CZ06 | SCE | 367633.7912 | 517.5843 | 94578.9402 | 934.4132 | 24.37 | CZ06 | SCE | 355507.966 | 762.0623 | 93744.0966 | 1285.3455 | 24.74 | CZ06 | SCE | 384244.2277 | 510.0059 | 96104.4909 | 923.0772 | 24.97
CZ07 | SDG&E | 370946.7214 | 403.8069 | 132002.1161 | 586.6708 | 24.01 | CZ07 | SDG&E | 358169.5321 | 626.8718 | 130390.5003 | 842.0531 | 24.27 | CZ07 | SDG&E | 388971.0536 | 403.0058 | 135619.3493 | 585.1652 | 24.69
CZ08 | SCE | 407792.74 | 625.1372 | 106171.9635 | 1100.8713 | 26.58 | CZ08 | SCE | 395918.2978 | 855.8738 | 105868.1616 | 1435.8845 | 26.82 | CZ08 | SCE | 419809.2025 | 621.161 | 107602.0213 | 1094.4331 | 27.04
CZ09 | SCE | 407765.2648 | 824.8258 | 106931.5625 | 1388.0536 | 27.85 | CZ09 | SCE | 395347.6911 | 1093.4372 | 106813.9409 | 1762.7256 | 28.22 | CZ09 | SCE | 418104.5291 | 817.2107 | 108171.5254 | 1376.5236 | 28.22
CZ10 | SDG&E | 414731.4988 | 658.3322 | 148950.9371 | 886.1632 | 27.05 | CZ10 | SDG&E | 405367.4664 | 904.892 | 149399.1489 | 1169.1587 | 27.47 | CZ10 | SDG&E | 423876.2796 | 653.304 | 150474.8632 | 879.7491 | 27.45
CZ10-2 | SCE | 414731.4988 | 658.3322 | 107540.9065 | 1142.0259 | 27.05 | CZ10-2 | SCE | 405367.4664 | 904.892 | 107415.6021 | 1498.3386 | 27.47 | CZ10-2 | SCE | 423876.2796 | 653.304 | 108643.7227 | 1134.1139 | 27.45
CZ11 | PG&E | 418772.0283 | 2167.2561 | 151246.0969 | 4529.044 | 35.93 | CZ11 | PG&E | 417708.0852 | 2183.499 | 151320.4831 | 4538.0468 | 35.3 | CZ11 | PG&E | 424496.7554 | 2169.2763 | 153029.3226 | 4528.1045 | 36.12
CZ12 | PG&E | 391669.89 | 1996.215 | 141560.3087 | 4177.3307 | 33.69 | CZ12 | PG&E | 387330.3112 | 2017.5469 | 140876.5816 | 4180.6662 | 33.16 | CZ12 | PG&E | 398821.8739 | 1988.3291 | 143941.4811 | 4161.2279 | 33.84
CZ12-2 | SMUD | 391669.89 | 1996.215 | 65292.5296 | 4177.3307 | 33.69 | CZ12-2 | SMUD | 387330.3112 | 2017.5469 | 65115.1345 | 4180.6662 | 33.16 | CZ12-2 | SMUD | 398821.8739 | 1988.3291 | 66123.7261 | 4161.2279 | 33.84
CZ13 | PG&E | 424028.7818 | 1560.866 | 152400.7443 | 3248.9394 | 32.67 | CZ13 | PG&E | 423171.9897 | 1593.6681 | 152705.3613 | 3293.6521 | 32.42 | CZ13 | PG&E | 431258.9591 | 1566.1192 | 154653.8524 | 3252.4476 | 32.93
CZ14 | SDG&E | 415062.5767 | 2050.4189 | 142703.284 | 2522.2656 | 34.85 | CZ14 | SDG&E | 414644.5546 | 2013.9554 | 144694.7614 | 2469.1077 | 33.83 | CZ14 | SDG&E | 421138.4307 | 2041.304 | 144521.4232 | 2511.8407 | 35
CZ14-2 | SCE | 415062.5767 | 2050.4189 | 105479.5435 | 2979.8682 | 34.85 | CZ14-2 | SCE | 414644.5546 | 2013.9554 | 106914.3097 | 2936.0795 | 33.83 | CZ14-2 | SCE | 421138.4307 | 2041.304 | 106355.9614 | 2967.8257 | 35
CZ15 | SCE | 489704.8126 | 343.5817 | 124170.3723 | 689.3124 | 28.11 | CZ15 | SCE | 486730.7774 | 447.4083 | 123567.7452 | 842.8904 | 28.27 | CZ15 | SCE | 495421.9456 | 346.8935 | 124837.6477 | 693.0532 | 28.54
CZ16 | PG&E | 378759.3495 | 3736.0281 | 133970.308 | 7450.367 | 43.75 | CZ16 | PG&E | 369113.6036 | 3404.806 | 132582.9399 | 6739.3026 | 40.49 | CZ16 | PG&E | 387410.8858 | 3732.5881 | 136960.392 | 7444.4775 | 44.02

## HVAC Capacities
Climate zone | Vintage | Small Office |  |  |  |  | Medium Retail
|  | Core | Perim_1 | Perim_2 | Perim_3 | Perim_4 | Back | Front | Point of Sale
CZ 01 | v1 | 3 | 5 | 3 | 3 | 3 | 10 | 10 | 10
CZ 02 | v1 | 5 | 7.5 | 4 | 4 | 4 | 12.5 | 12.5 | 12.5
CZ 03 | v1 | 4 | 6 | 4 | 4 | 4 | 10 | 12.5 | 12.5
CZ 04 | v1 | 5 | 7.5 | 4 | 5 | 5 | 12.5 | 12.5 | 15
CZ 05 | v1 | 4 | 6 | 3 | 4 | 4 | 10 | 12.5 | 12.5
CZ 06 | v1 | 4 | 7.5 | 4 | 4 | 4 | 8.5 | 12.5 | 12.5
CZ 07 | v1 | 4 | 7.5 | 4 | 4 | 4 | 10 | 12.5 | 12.5
CZ 08 | v1 | 5 | 7.5 | 4 | 5 | 5 | 12.5 | 15 | 15
CZ 09 | v1 | 4 | 7.5 | 4 | 4 | 5 | 12.5 | 15 | 15
CZ 10 | v1 | 5 | 7.5 | 4 | 5 | 5 | 15 | 15 | 15
CZ 11 | v1 | 5 | 6 | 4 | 5 | 5 | 15 | 12.5 | 12.5
CZ 12 | v1 | 5 | 6 | 4 | 5 | 4 | 12.5 | 12.5 | 12.5
CZ 13 | v1 | 5 | 6 | 4 | 5 | 5 | 15 | 12.5 | 12.5
CZ 14 | v1 | 5 | 6 | 4 | 5 | 5 | 15 | 12.5 | 12.5
CZ 15 | v1 | 6 | 7.5 | 5 | 6 | 5 | 20 | 15 | 15
CZ 16 | v1 | 5 | 7.5 | 4 | 4 | 4 | 12.5 | 12.5 | 12.5
Climate zone | Vintage | Small Office |  |  |  |  | Medium Retail
|  | Core | Perim_1 | Perim_2 | Perim_3 | Perim_4 | Back | Front | Point of Sale
CZ 01 | v2 | 3 | 5 | 3 | 3 | 3 | 8.5 | 8.5 | 8.5
CZ 02 | v2 | 4 | 6 | 3 | 4 | 4 | 10 | 12.5 | 12.5
CZ 03 | v2 | 4 | 5 | 3 | 3 | 3 | 7.5 | 10 | 10
CZ 04 | v2 | 4 | 6 | 3 | 4 | 4 | 10 | 12.5 | 12.5
CZ 05 | v2 | 4 | 6 | 3 | 3 | 3 | 7.5 | 12.5 | 12.5
CZ 06 | v2 | 4 | 6 | 3 | 3 | 3 | 7.5 | 12.5 | 12.5
CZ 07 | v2 | 4 | 6 | 3 | 4 | 3 | 8.5 | 12.5 | 12.5
CZ 08 | v2 | 4 | 6 | 3 | 4 | 4 | 10 | 12.5 | 12.5
CZ 09 | v2 | 4 | 6 | 3 | 4 | 4 | 10 | 12.5 | 12.5
CZ 10 | v2 | 5 | 6 | 3 | 4 | 4 | 10 | 12.5 | 12.5
CZ 11 | v2 | 5 | 5 | 3 | 4 | 4 | 12.5 | 10 | 10
CZ 12 | v2 | 4 | 5 | 3 | 4 | 3 | 10 | 10 | 10
CZ 13 | v2 | 5 | 5 | 3 | 4 | 4 | 12.5 | 10 | 10
CZ 14 | v2 | 4 | 5 | 3 | 4 | 4 | 12.5 | 10 | 10
CZ 15 | v2 | 5 | 5 | 4 | 5 | 4 | 15 | 12.5 | 12.5
CZ 16 | v2 | 4 | 6 | 4 | 4 | 4 | 10 | 12.5 | 12.5
Climate zone | Vintage | Small Office |  |  |  |  | Medium Retail
|  | Core | Perim_1 | Perim_2 | Perim_3 | Perim_4 | Back | Front | Point of Sale
CZ 01 | v3 | 3 | 4 | 3 | 3 | 3 | 8.5 | 7.5 | 7.5
CZ 02 | v3 | 4 | 5 | 3 | 3 | 3 | 8.5 | 8.5 | 8.5
CZ 03 | v3 | 3 | 5 | 3 | 3 | 3 | 7.5 | 8.5 | 8.5
CZ 04 | v3 | 4 | 5 | 3 | 4 | 4 | 10 | 10 | 10
CZ 05 | v3 | 3 | 5 | 3 | 3 | 3 | 8.5 | 8.5 | 8.5
CZ 06 | v3 | 4 | 5 | 3 | 3 | 3 | 7.5 | 8.5 | 8.5
CZ 07 | v3 | 4 | 5 | 3 | 3 | 3 | 7.5 | 8.5 | 8.5
CZ 08 | v3 | 4 | 5 | 3 | 4 | 3 | 8.5 | 10 | 10
CZ 09 | v3 | 4 | 5 | 3 | 4 | 3 | 8.5 | 10 | 10
CZ 10 | v3 | 4 | 5 | 3 | 4 | 3 | 8.5 | 8.5 | 8.5
CZ 11 | v3 | 4 | 5 | 3 | 4 | 3 | 10 | 10 | 10
CZ 12 | v3 | 4 | 4 | 3 | 4 | 3 | 10 | 8.5 | 8.5
CZ 13 | v3 | 4 | 5 | 3 | 4 | 3 | 10 | 8.5 | 8.5
CZ 14 | v3 | 4 | 5 | 3 | 4 | 3 | 10 | 8.5 | 8.5
CZ 15 | v3 | 5 | 5 | 3 | 5 | 4 | 12.5 | 10 | 10
CZ 16 | v3 | 4 | 5 | 3 | 4 | 3 | 12.5 | 10 | 10